{"text_format":"2","workbook":"xls","n_sheets":2,"sheets":["台区","10kV线路"],"not_rendered":{"charts":0,"images":0,"macros":0,"external_links":1,"defined_names":2,"comments":0,"pivot_tables":0},"unopened":[],"bounds":{"document_bytes":16777216,"sheet_cells":100000,"run_cost":"one","rows_first":2000,"rows_last":500,"rows_between":2000,"halvings":0,"cell_chars":16384,"cell_head_chars":4096},"cells_cut":0,"cells_raw":0,"read":"whole","date_system":"1900","formulas":"cached_only"}

{"sheet":"台区","index":0,"n_rows":2221,"n_cols":11,"rows_kept":2221,"cut":false,"hidden":false,"merged":[[0,0,0,10]],"flags":["formulas_cached_only"]}
["承德市分布式光伏台区可开放容量公示表"]
["市公司","县公司","供电所","乡、镇(街道）","村","台区编号","变压器（台区）名称","可开放容量（千瓦）-当季报备","已受理（含登记排队）容量（千瓦）","维护人","维护时间"]
["承德市供电公司","滦平县供电分公司","张百湾镇供电所","大屯镇","路南营村","1502015399","10kV张东515线路北沟门公变",150,0,"贾琼","2025-09-01"]
["承德市供电公司","滦平县供电分公司","虎什哈镇供电所","五道营子满族乡","五道营子村孟营子","1502717986","电网_10kV金五515线路孟营子公变",93.52,0,"赵智群","2025-09-01"]
["承德市供电公司","滦平县供电分公司","虎什哈镇供电所","虎什哈镇","虎什哈村后街","1502718036","电网_10kV黄旗513线路后街四公变",214.94,0,"赵智群","2025-09-01"]
["承德市供电公司","滦平县供电分公司","安纯沟门镇供电所","平坊乡","路营村","1502718986","电网_10kV滦小519线路木须沟公变",93.4,0,"谢静","2025-09-01"]
["承德市供电公司","滦平县供电分公司","滦平镇供电所","中兴路街道","安匠屯社区","1503038015","电网_鑫家园6号箱变配电变压器",800,0,"梁海菊","2025-09-01"]
["承德市供电公司","滦平县供电分公司","张百湾镇供电所","张百湾镇","下洼子村","1503396725","电网_10kV蓝旗517线路黄营子西公变",68.1,0,"贾琼","2025-09-01"]
["承德市供电公司","滦平县供电分公司","张百湾镇供电所","张百湾镇","偏道子村","1502652517","蓝旗517偏道子公变",56.400000000000006,0,"贾琼","2025-09-01"]
["承德市供电公司","滦平县供电分公司","张百湾镇供电所","张百湾镇","偏道子村","1502652518","电网_蓝旗517河西公变",80,0,"贾琼","2025-09-01"]
["承德市供电公司","滦平县供电分公司","张百湾镇供电所","张百湾镇","下洼子村","1502652519","蓝旗517山嘴公变",58.1,0,"贾琼","2025-09-01"]
["承德市供电公司","滦平县供电分公司","张百湾镇供电所","张百湾镇","下洼子村","1502652520","蓝旗517窑沟公变",29.540000000000006,0,"贾琼","2025-09-01"]
["承德市供电公司","滦平县供电分公司","张百湾镇供电所","张百湾镇","下洼子村","1502652521","蓝旗517下洼子公变",69.2,0,"贾琼","2025-09-01"]
["承德市供电公司","滦平县供电分公司","张百湾镇供电所","张百湾镇","下洼子村","1502652522","蓝旗517姜营子公变",23.400000000000006,0,"贾琼","2025-09-01"]
["承德市供电公司","滦平县供电分公司","张百湾镇供电所","张百湾镇","下洼子村","1502652523","蓝旗517黄营子公变",60.77000000000001,0,"贾琼","2025-09-01"]
["承德市供电公司","滦平县供电分公司","张百湾镇供电所","张百湾镇","下洼子村","1502652524","蓝旗517二铺公变",30,0,"贾琼","2025-09-01"]
["承德市供电公司","滦平县供电分公司","张百湾镇供电所","张百湾镇","下洼子村","1502652525","蓝旗517三铺公变",20.599999999999994,0,"贾琼","2025-09-01"]
["承德市供电公司","滦平县供电分公司","张百湾镇供电所","张百湾镇","下洼子村","1502652526","蓝旗517扁岩沟公变",20,0,"贾琼","2025-09-01"]
["承德市供电公司","滦平县供电分公司","张百湾镇供电所","张百湾镇","偏道子村","1502652527","电网_蓝旗517河东南台公变",6.539999999999999,0,"贾琼","2025-09-01"]
["承德市供电公司","滦平县供电分公司","张百湾镇供电所","张百湾镇","偏道子村","1502652528","蓝旗517二道沟门公变",60.57,0,"贾琼","2025-09-01"]
["承德市供电公司","滦平县供电分公司","张百湾镇供电所","张百湾镇","五道岭村","1502652529","10kV西五530线路北马圈子公变",50,0,"贾琼","2025-09-01"]
["承德市供电公司","滦平县供电分公司","张百湾镇供电所","张百湾镇","五道岭村","1502652530","10kV西五530线路河东公变",80,0,"贾琼","2025-09-01"]
["承德市供电公司","滦平县供电分公司","张百湾镇供电所","张百湾镇","五道岭村","1502652531","10kV西五530线路四道岭公变",11.5,0,"贾琼","2025-09-01"]
["承德市供电公司","滦平县供电分公司","张百湾镇供电所","张百湾镇","五道岭村","1502652532","10kV西五530线路五道岭公变",110.95,0,"贾琼","2025-09-01"]
["承德市供电公司","滦平县供电分公司","张百湾镇供电所","张百湾镇","五道岭村","1502652533","10kV西五530线路三道沟公变",24.754999999999995,0,"贾琼","2025-09-01"]
["承德市供电公司","滦平县供电分公司","张百湾镇供电所","张百湾镇","五道岭村","1502652534","10kV西五530线路二道沟东沟公变",100,0,"贾琼","2025-09-01"]
["承德市供电公司","滦平县供电分公司","张百湾镇供电所","张百湾镇","五道岭村","1502652535","10kV西五530线路二道沟西沟公变",30,0,"贾琼","2025-09-01"]
["承德市供电公司","滦平县供电分公司","张百湾镇供电所","张百湾镇","五道岭村","1502652537","10kV西五530线路九道河公变",42.96,0,"贾琼","2025-09-01"]
["承德市供电公司","滦平县供电分公司","张百湾镇供电所","张百湾镇","五道岭村","1502652538","10kV西五530线路四道沟公变",50,0,"贾琼","2025-09-01"]
["承德市供电公司","滦平县供电分公司","张百湾镇供电所","张百湾镇","五道岭村","1502652539","10kV西五530线路四道沟北台公变",26.06,0,"贾琼","2025-09-01"]
["承德市供电公司","滦平县供电分公司","滦平镇供电所","滦平镇","石头沟门社区","1502671149","城区515机井队",193.64,0,"梁海菊","2025-09-01"]
["承德市供电公司","滦平县供电分公司","滦平镇供电所","中兴路街道","石头沟门社区","1502671150","电网_城区515交警队",100,0,"梁海菊","2025-09-01"]
["承德市供电公司","滦平县供电分公司","滦平镇供电所","滦平镇","石头沟门社区","1502671151","电网_城区515工贸城",385,0,"梁海菊","2025-09-01"]
["承德市供电公司","滦平县供电分公司","滦平镇供电所","滦平镇","石头沟门社区","1502671152","电网_城区515工贸城2",343.58000000000004,0,"梁海菊","2025-09-01"]
["承德市供电公司","滦平县供电分公司","滦平镇供电所","滦平镇","石头沟门社区","1502671153","电网_城区515边家洼",374.06,0,"梁海菊","2025-09-01"]
["承德市供电公司","滦平县供电分公司","滦平镇供电所","中兴路街道","东街社区","1502671155","城区515征费站",100,0,"梁海菊","2025-09-01"]
["承德市供电公司","滦平县供电分公司","滦平镇供电所","中兴路街道","北大街社区","1502671156","电网_城区515糖酒公司",263.61,0,"梁海菊","2025-09-01"]
["承德市供电公司","滦平县供电分公司","滦平镇供电所","中兴路街道","石头沟门社区","1502671157","电网_城区515酒厂小区",400,0,"梁海菊","2025-09-01"]
["承德市供电公司","滦平县供电分公司","滦平镇供电所","中兴路街道","北大街社区","1502671158","城区515机械厂",500,0,"梁海菊","2025-09-01"]
["承德市供电公司","滦平县供电分公司","滦平镇供电所","中兴路街道","北大街社区","1502671159","城区515机械厂2",412.12,0,"梁海菊","2025-09-01"]
["承德市供电公司","滦平县供电分公司","滦平镇供电所","中兴路街道","北大街社区","1502671160","城区515五金门前",400,0,"梁海菊","2025-09-01"]
["承德市供电公司","滦平县供电分公司","滦平镇供电所","中兴路街道","北大街社区","1502671161","城区515搬运队",630,0,"梁海菊","2025-09-01"]
["承德市供电公司","滦平县供电分公司","滦平镇供电所","中兴路街道","新建路社区","1502671162","城区515购物中心牡丹",500,0,"梁海菊","2025-09-01"]
["承德市供电公司","滦平县供电分公司","滦平镇供电所","中兴路街道","新建路社区","1502671163","城区515文化馆",630,0,"梁海菊","2025-09-01"]
["承德市供电公司","滦平县供电分公司","滦平镇供电所","中兴路街道","新建路社区","1502671165","电网_城区515盆窑沟",400,0,"梁海菊","2025-09-01"]
["承德市供电公司","滦平县供电分公司","滦平镇供电所","中兴路街道","新建路社区","1502671166","城区515盆窑沟2",364.48,0,"梁海菊","2025-09-01"]
["承德市供电公司","滦平县供电分公司","滦平镇供电所","中兴路街道","南瓦房社区","1502671167","电网_城区515土产",630,0,"梁海菊","2025-09-01"]
["承德市供电公司","滦平县供电分公司","滦平镇供电所","中兴路街道","南瓦房社区","1502671168","电网_城区515大车店",250,0,"梁海菊","2025-09-01"]
["承德市供电公司","滦平县供电分公司","滦平镇供电所","中兴路街道","中街社区","1502671169","电网_城区515北雁",630,0,"梁海菊","2025-09-01"]
["承德市供电公司","滦平县供电分公司","滦平镇供电所","中兴路街道","中街社区","1502671170","电网_城区515副食院内",250,0,"梁海菊","2025-09-01"]
["承德市供电公司","滦平县供电分公司","滦平镇供电所","滦平镇","三地沟门村","1502665333","电网_扶贫街",200,0,"梁海菊","2025-09-01"]
["承德市供电公司","滦平县供电分公司","虎什哈镇供电所","虎什哈镇","六道河村","1502683608","电网_10kV虎七512线路六道河一号公变",167.1,0,"赵智群","2025-09-01"]
["承德市供电公司","滦平县供电分公司","滦平镇供电所","滦平镇","西街村","1502684578","西街小西沟",315,0,"梁海菊","2025-09-01"]
["承德市供电公司","滦平县供电分公司","滦平镇供电所","中兴路街道","西街社区","1502684579","电网_木器厂",100,0,"梁海菊","2025-09-01"]
["承德市供电公司","滦平县供电分公司","滦平镇供电所","中兴路街道","鞍匠屯社区","1502684580","电网_教委",200,0,"梁海菊","2025-09-01"]
["承德市供电公司","滦平县供电分公司","滦平镇供电所","滦平镇","鞍匠屯社区","1502684581","电网_老法院",80,0,"梁海菊","2025-09-01"]
["承德市供电公司","滦平县供电分公司","滦平镇供电所","滦平镇","西街村","1502685928","电网_西街大桥",309.5,0,"梁海菊","2025-09-01"]
["承德市供电公司","滦平县供电分公司","滦平镇供电所","中兴路街道","桥西社区","1502685929","电网_农业局",80,0,"梁海菊","2025-09-01"]
["承德市供电公司","滦平县供电分公司","滦平镇供电所","中兴路街道","桥西社区","1502685930","电网_残联",100.30000000000001,0,"梁海菊","2025-09-01"]
["承德市供电公司","滦平县供电分公司","滦平镇供电所","中兴路街道","桥西社区","1502685932","三小墙外",169.53,0,"梁海菊","2025-09-01"]
["承德市供电公司","滦平县供电分公司","滦平镇供电所","中兴路街道","中街社区","1502646163","电网_城区515二中",60,0,"梁海菊","2025-09-01"]
["承德市供电公司","滦平县供电分公司","滦平镇供电所","中兴路街道","中街社区","1502646164","电网_城区515体育场",200,0,"梁海菊","2025-09-01"]
["承德市供电公司","滦平县供电分公司","滦平镇供电所","中兴路街道","中街社区","1502646165","电网_城区515妇产院",160,0,"梁海菊","2025-09-01"]
["承德市供电公司","滦平县供电分公司","滦平镇供电所","中兴路街道","桥西社区","1502646166","城区515政府后",100,0,"梁海菊","2025-09-01"]
["承德市供电公司","滦平县供电分公司","滦平镇供电所","中兴路街道","北大街社区","1502646168","城区515经贸城",400,0,"梁海菊","2025-09-01"]
["承德市供电公司","滦平县供电分公司","滦平镇供电所","中兴路街道","中街社区","1502646169","电网_城区515一小",200,0,"梁海菊","2025-09-01"]
["承德市供电公司","滦平县供电分公司","滦平镇供电所","中兴路街道","北大街社区","1502646171","城区515河滨路土地局",160,0,"梁海菊","2025-09-01"]
["承德市供电公司","滦平县供电分公司","滦平镇供电所","中兴路街道","桥东社区","1502646172","城区515仓房南沟里",309.54,0,"梁海菊","2025-09-01"]
["承德市供电公司","滦平县供电分公司","滦平镇供电所","中兴路街道","桥东社区","1502646173","城区515仓房南沟门",400,0,"梁海菊","2025-09-01"]
["承德市供电公司","滦平县供电分公司","滦平镇供电所","中兴路街道","新建路社区","1502646174","城区515电影院后",400,0,"梁海菊","2025-09-01"]
["承德市供电公司","滦平县供电分公司","滦平镇供电所","中兴路街道","北大街社区","1502646175","城区515食品厂前",630,0,"梁海菊","2025-09-01"]
["承德市供电公司","滦平县供电分公司","滦平镇供电所","中兴路街道","北大街社区","1502646176","城区515飞天舞厅",400,0,"梁海菊","2025-09-01"]
["承德市供电公司","滦平县供电分公司","滦平镇供电所","中兴路街道","北大街社区","1502646177","城区515粮食局",315,0,"梁海菊","2025-09-01"]
["承德市供电公司","滦平县供电分公司","滦平镇供电所","中兴路街道","北大街社区","1502646178","城区515粮食局新楼",500,0,"梁海菊","2025-09-01"]
["承德市供电公司","滦平县供电分公司","滦平镇供电所","中兴路街道","东街社区","1502646179","电网_城区515大板厂",350,0,"梁海菊","2025-09-01"]
["承德市供电公司","滦平县供电分公司","滦平镇供电所","中兴路街道","东街社区","1502646180","电网_城区515棒槌沟",302.28,0,"梁海菊","2025-09-01"]
["承德市供电公司","滦平县供电分公司","滦平镇供电所","中兴路街道","东街社区","1502646181","城区515交通局",400,0,"梁海菊","2025-09-01"]
["承德市供电公司","滦平县供电分公司","滦平镇供电所","中兴路街道","北大街社区","1502646182","城区515佟家沟",400,0,"梁海菊","2025-09-01"]
["承德市供电公司","滦平县供电分公司","滦平镇供电所","中兴路街道","东街社区","1502646183","城区515公路站",317.53,0,"梁海菊","2025-09-01"]
["承德市供电公司","滦平县供电分公司","滦平镇供电所","中兴路街道","东街社区","1502646185","电网_城区515公安局",66.1,0,"梁海菊","2025-09-01"]
["承德市供电公司","滦平县供电分公司","滦平镇供电所","中兴路街道","东街社区","1502646186","电网_城区515工商局",400,0,"梁海菊","2025-09-01"]
["承德市供电公司","滦平县供电分公司","滦平镇供电所","中兴路街道","鞍匠屯社区","1502646187","电网_城区515河道管理处",200,0,"梁海菊","2025-09-01"]
["承德市供电公司","滦平县供电分公司","滦平镇供电所","中兴路街道","北大街社区","1502646188","城区515哑巴沟",200,0,"梁海菊","2025-09-01"]
["承德市供电公司","滦平县供电分公司","滦平镇供电所","中兴路街道","南瓦房社区","1502646189","电网_城区515计生局家属楼",150.65,0,"梁海菊","2025-09-01"]
["承德市供电公司","滦平县供电分公司","滦平镇供电所","中兴路街道","祥源社区","1502646190","电网_城区515新法院",500,0,"梁海菊","2025-09-01"]
["承德市供电公司","滦平县供电分公司","两间房镇供电所","两间房镇","三岔口村","1502646617","电网_刀鞘沟公变",63.46,0,"刘宗海","2025-09-01"]
["承德市供电公司","滦平县供电分公司","两间房镇供电所","两间房镇","三道沟村","1502646630","电网_三道沟村公变",100,0,"刘宗海","2025-09-01"]
["承德市供电公司","滦平县供电分公司","两间房镇供电所","两间房镇","三道沟村","1502646633","电网_三道边公变",100,0,"刘宗海","2025-09-01"]
["承德市供电公司","滦平县供电分公司","安纯沟门镇供电所","平坊乡","路营村","1502646636","10kV滦小519线路路营公变",76.26,0,"谢静","2025-09-01"]
["承德市供电公司","滦平县供电分公司","滦平镇供电所","中兴路街道","桥东社区","1502647490","电网_城区515水务局家属楼",100,0,"梁海菊","2025-09-01"]
["承德市供电公司","滦平县供电分公司","巴克什营镇供电所","巴克什营镇","巴克什营村","1502647535","10kV巴营513线路麻地公变",46.78,0,"张睿敏","2025-09-01"]
["承德市供电公司","滦平县供电分公司","巴克什营镇供电所","巴克什营镇","巴克什营村","1502647536","电网_10kV巴营513线路南沟门公变",160,0,"张睿敏","2025-09-01"]
["承德市供电公司","滦平县供电分公司","巴克什营镇供电所","巴克什营镇","巴克什营村","1502647537","电网_10kV巴营513线路麻地南沟公变",100,0,"张睿敏","2025-09-01"]
["承德市供电公司","滦平县供电分公司","巴克什营镇供电所","巴克什营镇","巴克什营村","1502647538","电网_10kV巴营513线路麻地二队公变",20,0,"张睿敏","2025-09-01"]
["承德市供电公司","滦平县供电分公司","巴克什营镇供电所","巴克什营镇","巴克什营村","1502647539","电网_10kV巴营513线路杨树沟公变",39.51,0,"张睿敏","2025-09-01"]
["承德市供电公司","滦平县供电分公司","巴克什营镇供电所","巴克什营镇","巴克什营村","1502647540","电网_10kV巴营513线路东湾公变",250,0,"张睿敏","2025-09-01"]
["承德市供电公司","滦平县供电分公司","巴克什营镇供电所","巴克什营镇","巴克什营村","1502647541","10kV巴营513线路东营二队公变",75,0,"张睿敏","2025-09-01"]
["承德市供电公司","滦平县供电分公司","巴克什营镇供电所","巴克什营镇","巴克什营村","1502647542","电网_10kV巴营513线路路西公变",626.88,0,"张睿敏","2025-09-01"]
["承德市供电公司","滦平县供电分公司","巴克什营镇供电所","巴克什营镇","巴克什营村","1502647543","电网_10kV巴营513线路二寨南沟公变",100,0,"张睿敏","2025-09-01"]
["承德市供电公司","滦平县供电分公司","巴克什营镇供电所","巴克什营镇","巴克什营村","1502647544","电网_10kV巴营513线路上二寨公变",54.35,0,"张睿敏","2025-09-01"]
["承德市供电公司","滦平县供电分公司","巴克什营镇供电所","巴克什营镇","巴克什营村","1502647546","电网_10kV巴营513线路下二寨公变",113.07,0,"张睿敏","2025-09-01"]
["承德市供电公司","滦平县供电分公司","巴克什营镇供电所","巴克什营镇","巴克什营村","1502647547","电网_10kV巴营513线路水泉沟公变",100,0,"张睿敏","2025-09-01"]
["承德市供电公司","滦平县供电分公司","巴克什营镇供电所","巴克什营镇","营盘村","1502647548","电网_10kV巴营513线路稻池公变",36.16,0,"张睿敏","2025-09-01"]
["承德市供电公司","滦平县供电分公司","巴克什营镇供电所","巴克什营镇","营盘村","1502647549","电网_10kV巴营513线路溪水门公变",30,0,"张睿敏","2025-09-01"]
["承德市供电公司","滦平县供电分公司","巴克什营镇供电所","巴克什营镇","营盘村","1502647550","电网_10kV巴营513线路前黄粱公变",81.71000000000001,0,"张睿敏","2025-09-01"]
["承德市供电公司","滦平县供电分公司","巴克什营镇供电所","巴克什营镇","营盘村","1502647837","电网_10kV巴营513线路瓦房公变",48.17,0,"张睿敏","2025-09-01"]
["承德市供电公司","滦平县供电分公司","巴克什营镇供电所","巴克什营镇","营盘村","1502647839","电网_10kV巴营513线路干沟公变",30,0,"张睿敏","2025-09-01"]
["承德市供电公司","滦平县供电分公司","巴克什营镇供电所","巴克什营镇","营盘村","1502647840","电网_10kV巴营513线路营盘公变",40.53,0,"张睿敏","2025-09-01"]
["承德市供电公司","滦平县供电分公司","巴克什营镇供电所","巴克什营镇","营盘村","1502647841","电网_10kV巴营513线路后黄粱公变",21.620000000000005,0,"张睿敏","2025-09-01"]
["承德市供电公司","滦平县供电分公司","巴克什营镇供电所","巴克什营镇","营盘村","1502647842","电网_10kV巴营513线路马草沟公变",6.440000000000001,0,"张睿敏","2025-09-01"]
["承德市供电公司","滦平县供电分公司","巴克什营镇供电所","巴克什营镇","营盘村","1502647843","10kV巴营513线路陈营公变",79.68,0,"张睿敏","2025-09-01"]
["承德市供电公司","滦平县供电分公司","巴克什营镇供电所","巴克什营镇","后湾村","1502647844","电网_10kV巴营513线路前湾公变",34.849999999999994,0,"张睿敏","2025-09-01"]
["承德市供电公司","滦平县供电分公司","巴克什营镇供电所","巴克什营镇","后湾村","1502647845","电网_10kV巴营513线路河北公变",17.08,0,"张睿敏","2025-09-01"]
["承德市供电公司","滦平县供电分公司","巴克什营镇供电所","巴克什营镇","快活峪村","1502647846","10kV巴营513线路石灰窑公变",20.435000000000002,0,"张睿敏","2025-09-01"]
["承德市供电公司","滦平县供电分公司","巴克什营镇供电所","巴克什营镇","快活峪村","1502647847","电网_10kV巴营513线路大栅子公变",80,0,"张睿敏","2025-09-01"]
["承德市供电公司","滦平县供电分公司","巴克什营镇供电所","巴克什营镇","快活峪村","1502647848","电网_10kV巴营513线路马架子公变",22.08,0,"张睿敏","2025-09-01"]
["承德市供电公司","滦平县供电分公司","巴克什营镇供电所","巴克什营镇","后湾村","1502647849","电网_10kV巴营513线路后湾公变",59.375,0,"张睿敏","2025-09-01"]
["承德市供电公司","滦平县供电分公司","巴克什营镇供电所","巴克什营镇","后湾村","1502647850","电网_10kV巴营513线路小阴山公变",20.349999999999994,0,"张睿敏","2025-09-01"]
["承德市供电公司","滦平县供电分公司","巴克什营镇供电所","巴克什营镇","山神庙村","1502647851","电网_10kV巴营513线路虎头山公变",232.17,0,"张睿敏","2025-09-01"]
["承德市供电公司","滦平县供电分公司","巴克什营镇供电所","巴克什营镇","山神庙村","1502647852","电网_10kV巴营513线路尤家东沟公变",30,0,"张睿敏","2025-09-01"]
["承德市供电公司","滦平县供电分公司","巴克什营镇供电所","巴克什营镇","山神庙村","1502647853","电网_10kV巴营513线路铁炉子公变",80.57,0,"张睿敏","2025-09-01"]
["承德市供电公司","滦平县供电分公司","巴克什营镇供电所","巴克什营镇","山神庙村","1502647854","电网_10kV巴营513线路槐条湾公变",93,0,"张睿敏","2025-09-01"]
["承德市供电公司","滦平县供电分公司","巴克什营镇供电所","巴克什营镇","山神庙村","1502647855","电网_10kV巴营513线路后沟公变",30,0,"张睿敏","2025-09-01"]
["承德市供电公司","滦平县供电分公司","巴克什营镇供电所","巴克什营镇","山神庙村","1502647856","电网_10kV巴营513线路山神庙公变",150,0,"张睿敏","2025-09-01"]
["承德市供电公司","滦平县供电分公司","巴克什营镇供电所","巴克什营镇","巴克什营村","1502647857","电网_10kV巴营513线路路东公变",271.14,0,"张睿敏","2025-09-01"]
["承德市供电公司","滦平县供电分公司","巴克什营镇供电所","巴克什营镇","巴克什营村","1502647858","电网_10kV巴营513线路电力直收公变",57,0,"张睿敏","2025-09-01"]
["承德市供电公司","滦平县供电分公司","巴克什营镇供电所","巴克什营镇","巴克什营村","1502647859","10kV巴营513线路佳福小区公变",400,0,"张睿敏","2025-09-01"]
["承德市供电公司","滦平县供电分公司","巴克什营镇供电所","巴克什营镇","巴克什营村","1502647860","10kV巴营513线路佳福小区400公变",400,0,"张睿敏","2025-09-01"]
["承德市供电公司","滦平县供电分公司","巴克什营镇供电所","巴克什营镇","山神庙村","1502647861","10kV巴营513线路上沟公变",23,0,"张睿敏","2025-09-01"]
["承德市供电公司","滦平县供电分公司","巴克什营镇供电所","巴克什营镇","巴克什营村","1502647863","电网_10kV巴营513线路西街公变",154.7,0,"张睿敏","2025-09-01"]
["承德市供电公司","滦平县供电分公司","巴克什营镇供电所","巴克什营镇","快活峪村","1502647864","电网_10kV巴营513线路快活峪沟门公变",60,0,"张睿敏","2025-09-01"]
["承德市供电公司","滦平县供电分公司","巴克什营镇供电所","巴克什营镇","后湾村","1502647865","10kV巴营513线路三道沟门公变",67.75999999999999,0,"张睿敏","2025-09-01"]
["承德市供电公司","滦平县供电分公司","巴克什营镇供电所","巴克什营镇","后湾村","1502647866","电网_10kV巴营513线路庙岭台区公变",100,0,"张睿敏","2025-09-01"]
["承德市供电公司","滦平县供电分公司","巴克什营镇供电所","巴克什营镇","后湾村","1502647867","电网_10kV巴营513线路后湾街里公变",41.46,0,"张睿敏","2025-09-01"]
["承德市供电公司","滦平县供电分公司","巴克什营镇供电所","巴克什营镇","巴克什营村","1502647868","电网_10kV巴营513线路北门公变",192.05,0,"张睿敏","2025-09-01"]
["承德市供电公司","滦平县供电分公司","巴克什营镇供电所","巴克什营镇","古城川村","1502647870","电网_10kV巴两516线路梁窝二组公变",100,0,"张睿敏","2025-09-01"]
["承德市供电公司","滦平县供电分公司","巴克什营镇供电所","巴克什营镇","古城川村","1502647871","电网_10kV巴两516线路梁窝公变",100,0,"张睿敏","2025-09-01"]
["承德市供电公司","滦平县供电分公司","巴克什营镇供电所","巴克什营镇","古城川村","1502647872","电网_10kV巴两516线路炮手沟公变",100,0,"张睿敏","2025-09-01"]
["承德市供电公司","滦平县供电分公司","巴克什营镇供电所","巴克什营镇","古城川村","1502647873","10kV巴两516线路西台公变",122.71,0,"张睿敏","2025-09-01"]
["承德市供电公司","滦平县供电分公司","巴克什营镇供电所","巴克什营镇","古城川村","1502647874","电网_10kV巴两516线路四达沟一二队公变",100,0,"张睿敏","2025-09-01"]
["承德市供电公司","滦平县供电分公司","巴克什营镇供电所","巴克什营镇","古城川村","1502647875","电网_10kV巴两516线路古城川公变",192.05,0,"张睿敏","2025-09-01"]
["承德市供电公司","滦平县供电分公司","巴克什营镇供电所","巴克什营镇","古城川村","1502647876","电网_10kV巴两516线路古城川前街公变",176.24,0,"张睿敏","2025-09-01"]
["承德市供电公司","滦平县供电分公司","巴克什营镇供电所","巴克什营镇","偏桥村","1502647877","10kV巴孙515线路南沟门公变",134.32,0,"张睿敏","2025-09-01"]
["承德市供电公司","滦平县供电分公司","巴克什营镇供电所","巴克什营镇","偏桥村","1502647878","10kV巴孙515线路偏桥公变",60,0,"张睿敏","2025-09-01"]
["承德市供电公司","滦平县供电分公司","巴克什营镇供电所","巴克什营镇","偏桥村","1502647879","10kV巴色516线路西湾公变",154.5,0,"张睿敏","2025-09-01"]
["承德市供电公司","滦平县供电分公司","巴克什营镇供电所","巴克什营镇","古城川村","1502647880","马家沟公变",12.08,0,"张睿敏","2025-09-01"]
["承德市供电公司","滦平县供电分公司","巴克什营镇供电所","巴克什营镇","古城川村","1502647881","电网_10kV巴两516线路四达沟三队公变",43.185,0,"张睿敏","2025-09-01"]
["承德市供电公司","滦平县供电分公司","巴克什营镇供电所","巴克什营镇","古城川村","1502647882","电网_10kV巴两516线路四达沟一队公变",30,0,"张睿敏","2025-09-01"]
["承德市供电公司","滦平县供电分公司","巴克什营镇供电所","巴克什营镇","孙家沟村","1502647883","电网_10kV巴两516线路新房一二队公变",60.76,0,"张睿敏","2025-09-01"]
["承德市供电公司","滦平县供电分公司","巴克什营镇供电所","巴克什营镇","孙家沟村","1502647884","电网_10kV巴两516线路新房7队公变",100,0,"张睿敏","2025-09-01"]
["承德市供电公司","滦平县供电分公司","巴克什营镇供电所","巴克什营镇","孙家沟村","1502647885","电网_10kV巴两516线路新房四五队公变",21.459999999999994,0,"张睿敏","2025-09-01"]
["承德市供电公司","滦平县供电分公司","巴克什营镇供电所","巴克什营镇","偏桥村","1502647886","10kV巴色516线路西湾街里公变",319.88,0,"张睿敏","2025-09-01"]
["承德市供电公司","滦平县供电分公司","巴克什营镇供电所","巴克什营镇","花楼沟村","1502647887","电网_10kV巴两516线路下北沟公变",51.745,0,"张睿敏","2025-09-01"]
["承德市供电公司","滦平县供电分公司","巴克什营镇供电所","巴克什营镇","古城川村","1502647888","10kV巴两516线路褂子沟公变",82.25,0,"张睿敏","2025-09-01"]
["承德市供电公司","滦平县供电分公司","巴克什营镇供电所","巴克什营镇","花楼沟村","1502647889","电网_10kV巴两516线路崔家公变",248.65,0,"张睿敏","2025-09-01"]
["承德市供电公司","滦平县供电分公司","巴克什营镇供电所","巴克什营镇","花楼沟村","1502647890","电网_10kV巴两516线路长城一队公变",389.92,0,"张睿敏","2025-09-01"]
["承德市供电公司","滦平县供电分公司","巴克什营镇供电所","巴克什营镇","花楼沟村","1502647891","电网_10kV巴两516线路朱家公变",160,0,"张睿敏","2025-09-01"]
["承德市供电公司","滦平县供电分公司","巴克什营镇供电所","巴克什营镇","缸房村","1502647892","电网_10kV巴两516线路曹栅子西沟公变",72.44,0,"张睿敏","2025-09-01"]
["承德市供电公司","滦平县供电分公司","巴克什营镇供电所","巴克什营镇","缸房村","1502647893","电网_10kV巴两516线路曹栅子公变",24.569999999999993,0,"张睿敏","2025-09-01"]
["承德市供电公司","滦平县供电分公司","巴克什营镇供电所","巴克什营镇","缸房村","1502647894","10kV巴两516线路新道沟公变",23.959999999999994,0,"张睿敏","2025-09-01"]
["承德市供电公司","滦平县供电分公司","巴克什营镇供电所","巴克什营镇","缸房村","1502647895","电网_10kV巴两516线路缸房公变",134.28,0,"张睿敏","2025-09-01"]
["承德市供电公司","滦平县供电分公司","巴克什营镇供电所","巴克什营镇","缸房村","1502647896","电网_10kV巴两516线路南东坡公变",30.125,0,"张睿敏","2025-09-01"]
["承德市供电公司","滦平县供电分公司","巴克什营镇供电所","巴克什营镇","缸房村","1502647897","电网_10kV巴两516线路大南沟里队公变",12.08,0,"张睿敏","2025-09-01"]
["承德市供电公司","滦平县供电分公司","巴克什营镇供电所","巴克什营镇","缸房村","1502647898","电网_10kV巴两516线路大南沟公变",10.384999999999998,0,"张睿敏","2025-09-01"]
["承德市供电公司","滦平县供电分公司","巴克什营镇供电所","巴克什营镇","缸房村","1502647899","电网_10kV巴两516线路侯营公变",31.35,0,"张睿敏","2025-09-01"]
["承德市供电公司","滦平县供电分公司","巴克什营镇供电所","巴克什营镇","孙家沟村","1502647900","10kV巴色516线路前石门公变",30,0,"张睿敏","2025-09-01"]
["承德市供电公司","滦平县供电分公司","巴克什营镇供电所","两间房镇","两间房村","1502647901","10kV巴色516线路一间房公变",29.35,0,"张睿敏","2025-09-01"]
["承德市供电公司","滦平县供电分公司","巴克什营镇供电所","两间房镇","两间房村","1502647902","10kV巴色516线路大石沟公变",100,0,"张睿敏","2025-09-01"]
["承德市供电公司","滦平县供电分公司","巴克什营镇供电所","两间房镇","两间房村","1502647903","10kV巴色516线路三间房公变",90,0,"张睿敏","2025-09-01"]
["承德市供电公司","滦平县供电分公司","巴克什营镇供电所","两间房镇","石峰沟村","1502647904","电网_10kV巴色516线路西山公变",62.86,0,"张睿敏","2025-09-01"]
["承德市供电公司","滦平县供电分公司","巴克什营镇供电所","两间房镇","石峰沟村","1502647905","石丰沟公变",92.92,0,"张睿敏","2025-09-01"]
["承德市供电公司","滦平县供电分公司","巴克什营镇供电所","两间房镇","色树沟村","1502647906","电网_10kV巴色516线路水泉公变",23.150000000000006,0,"张睿敏","2025-09-01"]
["承德市供电公司","滦平县供电分公司","巴克什营镇供电所","两间房镇","色树沟村","1502647907","10kV巴色516线路色树沟公变",33.959999999999994,0,"张睿敏","2025-09-01"]
["承德市供电公司","滦平县供电分公司","巴克什营镇供电所","两间房镇","两间房村","1502647910","10kV巴色516线路骡车店公变",26.14,0,"张睿敏","2025-09-01"]
["承德市供电公司","滦平县供电分公司","巴克什营镇供电所","两间房镇","大石门村","1502647911","10kV巴色516线路大石棚公变",30,0,"张睿敏","2025-09-01"]
["承德市供电公司","滦平县供电分公司","巴克什营镇供电所","两间房镇","大石门村","1502647912","张栅子公变",58.4,0,"张睿敏","2025-09-01"]
["承德市供电公司","滦平县供电分公司","巴克什营镇供电所","两间房镇","大石门村","1502647913","10kV巴色516线路小石门公变",50,0,"张睿敏","2025-09-01"]
["承德市供电公司","滦平县供电分公司","巴克什营镇供电所","两间房镇","大石门村","1502647914","10kV巴色516线路驸马沟公变",30,0,"张睿敏","2025-09-01"]
["承德市供电公司","滦平县供电分公司","巴克什营镇供电所","两间房镇","大石门村","1502647915","石洞沟门公变",30,0,"张睿敏","2025-09-01"]
["承德市供电公司","滦平县供电分公司","巴克什营镇供电所","两间房镇","大龙潭村","1502647917","三道湾公变",30,0,"张睿敏","2025-09-01"]
["承德市供电公司","滦平县供电分公司","巴克什营镇供电所","两间房镇","大龙潭村","1502647919","10kV巴色516线路道北梁公变",80,0,"张睿敏","2025-09-01"]
["承德市供电公司","滦平县供电分公司","巴克什营镇供电所","两间房镇","叶营村","1502647920","10kV巴色516线路徐营公变",83.5,0,"张睿敏","2025-09-01"]
["承德市供电公司","滦平县供电分公司","巴克什营镇供电所","两间房镇","两间房村","1502647921","10kV巴色516线路两间房乡直公变",147.79,0,"张睿敏","2025-09-01"]
["承德市供电公司","滦平县供电分公司","巴克什营镇供电所","两间房镇","叶营村","1502647922","10kV巴色516线路庙后公变",22.180000000000007,0,"张睿敏","2025-09-01"]
["承德市供电公司","滦平县供电分公司","巴克什营镇供电所","两间房镇","叶营村","1502647923","10kV巴色516线路后石门公变",22.78,0,"张睿敏","2025-09-01"]
["承德市供电公司","滦平县供电分公司","巴克什营镇供电所","两间房镇","叶营村","1502647924","10kV巴色516线路塔沟公变",22.08,0,"张睿敏","2025-09-01"]
["承德市供电公司","滦平县供电分公司","巴克什营镇供电所","两间房镇","叶营村","1502647925","10kV巴色516线路二龙村公变",80,0,"张睿敏","2025-09-01"]
["承德市供电公司","滦平县供电分公司","巴克什营镇供电所","两间房镇","苇塘村","1502647926","10kV巴色516线路苇塘公变",53.6,0,"张睿敏","2025-09-01"]
["承德市供电公司","滦平县供电分公司","巴克什营镇供电所","两间房镇","色树沟村","1502647928","电网_10kV巴色516线路石湖上公变",20,0,"张睿敏","2025-09-01"]
["承德市供电公司","滦平县供电分公司","巴克什营镇供电所","两间房镇","两间房村","1502647929","10kV巴色516线路火石沟一二队公变",13.420000000000002,0,"张睿敏","2025-09-01"]
["承德市供电公司","滦平县供电分公司","巴克什营镇供电所","两间房镇","两间房村","1502647930","10kV巴色516线路火石沟下营公变",11.600000000000001,0,"张睿敏","2025-09-01"]
["承德市供电公司","滦平县供电分公司","巴克什营镇供电所","两间房镇","石峰沟村","1502647931","10kV巴色516线路炭厂公变",11.899999999999999,0,"张睿敏","2025-09-01"]
["承德市供电公司","滦平县供电分公司","巴克什营镇供电所","两间房镇","石峰沟村","1502647932","电网_10kV巴色516线路史家公变",30,0,"张睿敏","2025-09-01"]
["承德市供电公司","滦平县供电分公司","巴克什营镇供电所","两间房镇","两间房村","1502647933","庙梁顶公变",50,0,"张睿敏","2025-09-01"]
["承德市供电公司","滦平县供电分公司","巴克什营镇供电所","两间房镇","两间房村","1502647934","土城公变",301.08,0,"张睿敏","2025-09-01"]
["承德市供电公司","滦平县供电分公司","巴克什营镇供电所","两间房镇","两间房村","1502647935","电网_10kV巴色516线路两间房公变",292.3,0,"张睿敏","2025-09-01"]
["承德市供电公司","滦平县供电分公司","巴克什营镇供电所","巴克什营镇","孙家沟村","1502647936","10kV巴两516线路孙家沟公变",100,0,"张睿敏","2025-09-01"]
["承德市供电公司","滦平县供电分公司","巴克什营镇供电所","巴克什营镇","偏桥村","1502648241","10kV巴孙515线路偏桥东区公变",474.08000000000004,0,"张睿敏","2025-09-01"]
["承德市供电公司","滦平县供电分公司","巴克什营镇供电所","巴克什营镇","孙家沟村","1502648242","电网_10kV巴两516线路新房六七队公变",76.99,0,"张睿敏","2025-09-01"]
["承德市供电公司","滦平县供电分公司","巴克什营镇供电所","巴克什营镇","花楼沟村","1502648244","电网_10kV巴两516线路花北沟公变",20.599999999999994,0,"张睿敏","2025-09-01"]
["承德市供电公司","滦平县供电分公司","巴克什营镇供电所","巴克什营镇","花楼沟村","1502648245","电网_10kV巴两516线路花楼沟公变",353.8,0,"张睿敏","2025-09-01"]
["承德市供电公司","滦平县供电分公司","巴克什营镇供电所","两间房镇","两间房村","1502648246","10kV巴色516线路三间房二组公变",45.74,0,"张睿敏","2025-09-01"]
["承德市供电公司","滦平县供电分公司","巴克什营镇供电所","巴克什营镇","孙家沟村","1502648248","电网_10kV巴两516线路东北沟公变",50,0,"张睿敏","2025-09-01"]
["承德市供电公司","滦平县供电分公司","巴克什营镇供电所","巴克什营镇","孙家沟村","1502648249","10kV巴两516线路新房一队公变",20,0,"张睿敏","2025-09-01"]
["承德市供电公司","滦平县供电分公司","巴克什营镇供电所","两间房镇","两间房村","1502648250","10kV巴色516线路火石沟上营公变",30,0,"张睿敏","2025-09-01"]
["承德市供电公司","滦平县供电分公司","巴克什营镇供电所","巴克什营镇","偏桥村","1502648251","10kV巴色516线路康家沟公变",27.599999999999994,0,"张睿敏","2025-09-01"]
["承德市供电公司","滦平县供电分公司","巴克什营镇供电所","巴克什营镇","古城川村","1502648252","电网_10kV巴两516线路下湾子公变",26.299999999999997,0,"张睿敏","2025-09-01"]
["承德市供电公司","滦平县供电分公司","巴克什营镇供电所","巴克什营镇","古城川村","1502648253","电网_10kV巴两516线路前窝铺公变",54.845,0,"张睿敏","2025-09-01"]
["承德市供电公司","滦平县供电分公司","巴克什营镇供电所","巴克什营镇","古城川村","1502648254","电网_10kV巴两516线路四达沟四五队公变",20,0,"张睿敏","2025-09-01"]
["承德市供电公司","滦平县供电分公司","巴克什营镇供电所","两间房镇","苇塘村","1502648255","10kV巴色516线路三道沟公变",100,0,"张睿敏","2025-09-01"]
["承德市供电公司","滦平县供电分公司","巴克什营镇供电所","两间房镇","色树沟村","1502648256","10kV巴色516线路小东沟公变",50,0,"张睿敏","2025-09-01"]
["承德市供电公司","滦平县供电分公司","巴克什营镇供电所","两间房镇","两间房村","1502648257","电网_10kV巴色516线路两间房东门公变",427.22,0,"张睿敏","2025-09-01"]
["承德市供电公司","滦平县供电分公司","巴克什营镇供电所","两间房镇","色树沟村","1502648258","10kV巴色516线路东新房公变",160,0,"张睿敏","2025-09-01"]
["承德市供电公司","滦平县供电分公司","巴克什营镇供电所","两间房镇","叶营村","1502648259","10kV巴色516线路叶营公变",53.59,0,"张睿敏","2025-09-01"]
["承德市供电公司","滦平县供电分公司","巴克什营镇供电所","两间房镇","石峰沟村","1502648260","10kV巴色516线路炭厂黄粱公变",58.725,0,"张睿敏","2025-09-01"]
["承德市供电公司","滦平县供电分公司","张百湾镇供电所","张百湾镇","张百湾村","1502644019","10kV张东515线路张百湾北公变",318,0,"贾琼","2025-09-01"]
["承德市供电公司","滦平县供电分公司","张百湾镇供电所","张百湾镇","河北村","1502644020","电网_10kV张东515线路石岭公变",200,0,"贾琼","2025-09-01"]
["承德市供电公司","滦平县供电分公司","张百湾镇供电所","张百湾镇","河北村","1502644021","电网_10kV张东515线路河北公变",155.48,0,"贾琼","2025-09-01"]
["承德市供电公司","滦平县供电分公司","张百湾镇供电所","大屯镇","东院村","1502644022","电网_10kV张东515线路刘营公变",89.08,0,"贾琼","2025-09-01"]
["承德市供电公司","滦平县供电分公司","金沟屯镇供电所","金沟屯镇","下营村","1502644024","10kV张东515线路下营公变",46.22999999999999,0,"赵永军","2025-09-01"]
["承德市供电公司","滦平县供电分公司","金沟屯镇供电所","金沟屯镇","上营碾子沟村","1502644025","电网_10kV张东515线路上营碾子沟公变",100,0,"赵永军","2025-09-01"]
["承德市供电公司","滦平县供电分公司","金沟屯镇供电所","金沟屯镇","小梁子村","1502644026","电网_10kV张东515线路小梁子公变",50,0,"赵永军","2025-09-01"]
["承德市供电公司","滦平县供电分公司","金沟屯镇供电所","金沟屯镇","上营村","1502644027","电网_10kV张东515线路上营公变",33.870000000000005,0,"赵永军","2025-09-01"]
["承德市供电公司","滦平县供电分公司","张百湾镇供电所","大屯镇","东院村","1502644028","电网_10kV张东515线路东院公变",119.4,0,"贾琼","2025-09-01"]
["承德市供电公司","滦平县供电分公司","张百湾镇供电所","大屯镇","东院村","1502644029","电网_10kV张东515线路聊天沟公变",16.82,0,"贾琼","2025-09-01"]
["承德市供电公司","滦平县供电分公司","张百湾镇供电所","大屯镇","东院村","1502644030","电网_10kV张东515线路二梁子公变",53.45,0,"贾琼","2025-09-01"]
["承德市供电公司","滦平县供电分公司","张百湾镇供电所","大屯镇","东院村","1502644031","电网_10kV张东515线路东院二队公变",23.584999999999994,0,"贾琼","2025-09-01"]
["承德市供电公司","滦平县供电分公司","张百湾镇供电所","大屯镇","东院村","1502644032","电网_10kV张东515线路西院公变",162.5,0,"贾琼","2025-09-01"]
["承德市供电公司","滦平县供电分公司","张百湾镇供电所","大屯镇","岑沟村","1502644034","电网_10kV张东515线路岑沟3.4队公变",74.23,0,"贾琼","2025-09-01"]
["承德市供电公司","滦平县供电分公司","张百湾镇供电所","大屯镇","东院村","1502644035","电网_10kV张东515线路东院北沟公变",100,0,"贾琼","2025-09-01"]
["承德市供电公司","滦平县供电分公司","张百湾镇供电所","大屯镇","东院村","1502644036","电网_10kV张东515线路北沟里公变",21.534999999999997,0,"贾琼","2025-09-01"]
["承德市供电公司","滦平县供电分公司","张百湾镇供电所","大屯镇","二道窝铺村","1502644037","电网_10kV张东515线路二道营公变",169.35,0,"贾琼","2025-09-01"]
["承德市供电公司","滦平县供电分公司","张百湾镇供电所","大屯镇","二道窝铺村","1502644038","电网_10kV张东515线路四道营公变",42.5,0,"贾琼","2025-09-01"]
["承德市供电公司","滦平县供电分公司","张百湾镇供电所","大屯镇","二道窝铺村","1502644039","10kV张东515线路四合场公变",30.019999999999996,0,"贾琼","2025-09-01"]
["承德市供电公司","滦平县供电分公司","张百湾镇供电所","大屯镇","路南营村","1502644040","10kV张东515线路下铺公变",302.95,0,"贾琼","2025-09-01"]
["承德市供电公司","滦平县供电分公司","张百湾镇供电所","大屯镇","路南营村","1502644041","电网_10kV张东515线路两间房公变",255.67,0,"贾琼","2025-09-01"]
["承德市供电公司","滦平县供电分公司","张百湾镇供电所","大屯镇","路南营村","1502644042","10kV张东515线路桑仁沟公变",66.72,0,"贾琼","2025-09-01"]
["承德市供电公司","滦平县供电分公司","张百湾镇供电所","大屯镇","兴洲村","1502644044","电网_10kV张东515线路城后公变",315,0,"贾琼","2025-09-01"]
["承德市供电公司","滦平县供电分公司","张百湾镇供电所","大屯镇","路南营村","1502644045","10kV张东515线路西庙公变",396.76,0,"贾琼","2025-09-01"]
["承德市供电公司","滦平县供电分公司","张百湾镇供电所","大屯镇","兴洲村","1502644046","10kV张东515线路兴洲公变",178.73,0,"贾琼","2025-09-01"]
["承德市供电公司","滦平县供电分公司","张百湾镇供电所","大屯镇","兴洲村","1502644047","电网_10kV张东515线路二道沟门公变",60,0,"贾琼","2025-09-01"]
["承德市供电公司","滦平县供电分公司","张百湾镇供电所","大屯镇","蔄子沟村","1502644048","电网_10kV张东515线路漫子沟头营公变",98.5,0,"贾琼","2025-09-01"]
["承德市供电公司","滦平县供电分公司","张百湾镇供电所","大屯镇","蔄子沟村","1502644049","电网_10kV张东515线路漫子沟二道营公变",50.66999999999999,0,"贾琼","2025-09-01"]
["承德市供电公司","滦平县供电分公司","张百湾镇供电所","大屯镇","小城子社区",1502644050,"电网_10kV张东515线路河东公变",17.02000000000001,0,"贾琼","2025-09-01"]
["承德市供电公司","滦平县供电分公司","张百湾镇供电所","大屯镇","小城子村","1502644051","电网_10kV张东515线路后地公变",190.28,0,"贾琼","2025-09-01"]
["承德市供电公司","滦平县供电分公司","张百湾镇供电所","大屯镇","小城子村","1502644052","电网_10kV张东515线路小城子公变",136.04,0,"贾琼","2025-09-01"]
["承德市供电公司","滦平县供电分公司","张百湾镇供电所","滦平镇","石头沟门村","1502644055","电网_10kV张东515线路干沟公变",80,0,"贾琼","2025-09-01"]
["承德市供电公司","滦平县供电分公司","张百湾镇供电所","张百湾镇","河北村","1502644057","电网_10kV张东515线路韭菜沟门公变",30.72,0,"贾琼","2025-09-01"]
["承德市供电公司","滦平县供电分公司","张百湾镇供电所","大屯镇","岑沟村","1502644058","10kV张东515线路岑沟2队公变",67,0,"贾琼","2025-09-01"]
["承德市供电公司","滦平县供电分公司","张百湾镇供电所","大屯镇","岑沟村","1502644059","电网_10kV张东515线路岑沟1队公变",22.44,0,"贾琼","2025-09-01"]
["承德市供电公司","滦平县供电分公司","张百湾镇供电所","大屯镇","兴洲村","1502644061","10kV张东515线路东沟里公变",150.4,0,"贾琼","2025-09-01"]
["承德市供电公司","滦平县供电分公司","张百湾镇供电所","大屯镇","兴洲村","1502644062","电网_10kV张东515线路兴洲北公变",200,0,"贾琼","2025-09-01"]
["承德市供电公司","滦平县供电分公司","张百湾镇供电所","大屯镇","兴洲村","1502644063","电网_10kV张东515线路二道沟公变",104.31,0,"贾琼","2025-09-01"]
["承德市供电公司","滦平县供电分公司","张百湾镇供电所","大屯镇","兴洲村","1502644064","10kV张东515线路窑沟公变",309,0,"贾琼","2025-09-01"]
["承德市供电公司","滦平县供电分公司","张百湾镇供电所","大屯镇","奎木沟村","1502644065","电网_10kV张东515线路奎木沟三道营公变",31.129999999999995,0,"贾琼","2025-09-01"]
["承德市供电公司","滦平县供电分公司","张百湾镇供电所","大屯镇","二道窝铺村","1502644066","电网_10kV张东515线路寺福沟头道营公变",82.84,0,"贾琼","2025-09-01"]
["承德市供电公司","滦平县供电分公司","张百湾镇供电所","大屯镇","路南营村","1502644067","电网_10kV张东515线路西庙北沟公变",33.519999999999996,0,"贾琼","2025-09-01"]
["承德市供电公司","滦平县供电分公司","张百湾镇供电所","大屯镇","兴洲村","1502644069","电网_10kV张东515线路二道沟二队公变",187.78,0,"贾琼","2025-09-01"]
["承德市供电公司","滦平县供电分公司","张百湾镇供电所","大屯镇","蔄子沟村","1502644070","电网_10kV张东515线路漫子沟5.6队公变",34.17,0,"贾琼","2025-09-01"]
["承德市供电公司","滦平县供电分公司","金沟屯镇供电所","金沟屯镇","曹卧铺村","1502644071","电网_张河521线路10kV张河521线路曹卧铺公变",189.87,0,"赵永军","2025-09-01"]
["承德市供电公司","滦平县供电分公司","张百湾镇供电所","张百湾镇","山前村","1502644072","张河521线路10kV张河521线路山西头公变",132.57999999999998,0,"贾琼","2025-09-01"]
["承德市供电公司","滦平县供电分公司","张百湾镇供电所","张百湾镇","河北村","1502644073","电网_10kV张河521线路下猪店公变",30,0,"贾琼","2025-09-01"]
["承德市供电公司","滦平县供电分公司","金沟屯镇供电所","金沟屯镇","柳台三队村","1502644074","电网_张河521线路10kV张河521线路柳台三队公变",14.740000000000002,0,"赵永军","2025-09-01"]
["承德市供电公司","滦平县供电分公司","金沟屯镇供电所","金沟屯镇","山后村","1502644075","张河521线路10kV张河521线路山后公变",147.11,0,"赵永军","2025-09-01"]
["承德市供电公司","滦平县供电分公司","金沟屯镇供电所","金沟屯镇","柳台村","1502644076","电网_张河521线路10kV张河521线路柳台公变",200,0,"赵永军","2025-09-01"]
["承德市供电公司","滦平县供电分公司","张百湾镇供电所","张百湾镇","河北村","1502644077","张河521线路10kV张河521线路下猪店东公变",100,0,"贾琼","2025-09-01"]
["承德市供电公司","滦平县供电分公司","张百湾镇供电所","张百湾镇","周台子村","1502644078","电网_10kV张兰517线路周台子西台公变",200,0,"贾琼","2025-09-01"]
["承德市供电公司","滦平县供电分公司","张百湾镇供电所","张百湾镇","西洼子村","1502644079","10kV张兰517线路西洼子公变",42.91,0,"贾琼","2025-09-01"]
["承德市供电公司","滦平县供电分公司","张百湾镇供电所","张百湾镇","周台子村","1502644080","10kV张兰517线路杏树下公变",30,0,"贾琼","2025-09-01"]
["承德市供电公司","滦平县供电分公司","张百湾镇供电所","张百湾镇","周台子村","1502644081","10kV张兰517线路歪脖沟公变",50,0,"贾琼","2025-09-01"]
["承德市供电公司","滦平县供电分公司","张百湾镇供电所","张百湾镇","周营子村","1502644084","10kV张兰517线路周营子二道沟综合变",22.620000000000005,0,"贾琼","2025-09-01"]
["承德市供电公司","滦平县供电分公司","张百湾镇供电所","张百湾镇","周营子村","1502644085","电网_10kV张兰517线路周营子南公变",116.55,0,"贾琼","2025-09-01"]
["承德市供电公司","滦平县供电分公司","张百湾镇供电所","张百湾镇","兰旗村","1502644088","10kV张兰517线路蓝旗公变",146.13,0,"贾琼","2025-09-01"]
["承德市供电公司","滦平县供电分公司","张百湾镇供电所","张百湾镇","周营子村","1502644089","10kV张兰517线路周营子西沟公变",74.13,0,"贾琼","2025-09-01"]
["承德市供电公司","滦平县供电分公司","张百湾镇供电所","张百湾镇","周营子村","1502644091","10kV张兰517线路四道沟公变",30.180000000000007,0,"贾琼","2025-09-01"]
["承德市供电公司","滦平县供电分公司","张百湾镇供电所","张百湾镇","周营子村","1502644092","10kV张兰517线路周营子东沟公变",26.06,0,"贾琼","2025-09-01"]
["承德市供电公司","滦平县供电分公司","张百湾镇供电所","张百湾镇","周营子村","1502644094","10kV张兰517线路小老虎沟公变",48.03999999999999,0,"贾琼","2025-09-01"]
["承德市供电公司","滦平县供电分公司","张百湾镇供电所","张百湾镇","周营子村","1502644095","10kV张兰517线路辛营公变",100,0,"贾琼","2025-09-01"]
["承德市供电公司","滦平县供电分公司","张百湾镇供电所","张百湾镇","周营子村","1502644096","10kV张兰517线路周营子公变",82.43,0,"贾琼","2025-09-01"]
["承德市供电公司","滦平县供电分公司","张百湾镇供电所","张百湾镇","张百湾村","1502644097","10kV张滦516线路岑沟门公变",72.39,0,"贾琼","2025-09-01"]
["承德市供电公司","滦平县供电分公司","张百湾镇供电所","张百湾镇","陈营村","1502644098","10kV张滦516线路陈营大埔公变",41.599999999999994,0,"贾琼","2025-09-01"]
["承德市供电公司","滦平县供电分公司","张百湾镇供电所","张百湾镇","陈营村","1502644099","电网_10kV张滦516线路陈营南公变",40.94,0,"贾琼","2025-09-01"]
["承德市供电公司","滦平县供电分公司","张百湾镇供电所","大屯镇","菸青村","1502644100","10kV张滦516线路大屯陈营公变",100,0,"贾琼","2025-09-01"]
["承德市供电公司","滦平县供电分公司","张百湾镇供电所","大屯镇","大屯村","1502644104","10kV张滦516线路东山二变公变",100,0,"贾琼","2025-09-01"]
["承德市供电公司","滦平县供电分公司","张百湾镇供电所","张百湾镇","陈营村","1502644109","电网_10kV张滦516线路老洞沟公变",30,0,"贾琼","2025-09-01"]
["承德市供电公司","滦平县供电分公司","张百湾镇供电所","大屯镇","菸青村","1502644110","电网_10kV张滦516线路龙潭庙公变",67.44999999999999,0,"贾琼","2025-09-01"]
["承德市供电公司","滦平县供电分公司","张百湾镇供电所","大屯镇","窑沟门村","1502644432","10kV张滦516线路南沟门北公变",160.25,0,"贾琼","2025-09-01"]
["承德市供电公司","滦平县供电分公司","张百湾镇供电所","大屯镇","窑沟门村","1502644433","10kV张滦516线路南沟门公变",144.88,0,"贾琼","2025-09-01"]
["承德市供电公司","滦平县供电分公司","张百湾镇供电所","大屯镇","窑沟门村","1502644434","电网_10kV张滦516线路南山公变",20,0,"贾琼","2025-09-01"]
["承德市供电公司","滦平县供电分公司","张百湾镇供电所","大屯镇","菸青村","1502644435","10kV张滦516线路碾子沟门公变",60.4,0,"贾琼","2025-09-01"]
["承德市供电公司","滦平县供电分公司","张百湾镇供电所","大屯镇","东窑上村","1502644437","电网_10kV张滦516线路三岔口西公变",93.02,0,"贾琼","2025-09-01"]
["承德市供电公司","滦平县供电分公司","张百湾镇供电所","张百湾镇","陈营村","1502644439","10kV张滦516线路陈营公变",85.9,0,"贾琼","2025-09-01"]
["承德市供电公司","滦平县供电分公司","张百湾镇供电所","张百湾镇","张百湾村","1502644440","电网_10kV张滦516线路上南沟门公变",160,0,"贾琼","2025-09-01"]
["承德市供电公司","滦平县供电分公司","张百湾镇供电所","大屯镇","烧锅营村","1502644441","电网_10kV张滦516线路烧锅营八队公变",100,0,"贾琼","2025-09-01"]
["承德市供电公司","滦平县供电分公司","张百湾镇供电所","大屯镇","烧锅营村","1502644442","电网_10kV张滦516线路烧锅营一队公变",100,0,"贾琼","2025-09-01"]
["承德市供电公司","滦平县供电分公司","张百湾镇供电所","大屯镇","烧锅营村","1502644443","电网_10kV张滦516线路烧锅营公变",71.30000000000001,0,"贾琼","2025-09-01"]
["承德市供电公司","滦平县供电分公司","张百湾镇供电所","大屯镇","窑沟门村","1502644444","电网_10kV张滦516线路水泉公变",26.88,0,"贾琼","2025-09-01"]
["承德市供电公司","滦平县供电分公司","张百湾镇供电所","滦平镇","王家沟村","1502644445","10kV张滦516线路王家沟东公变",100,0,"贾琼","2025-09-01"]
["承德市供电公司","滦平县供电分公司","张百湾镇供电所","滦平镇","王家沟村","1502644446","10kV张滦516线路王家沟西公变",315,0,"贾琼","2025-09-01"]
["承德市供电公司","滦平县供电分公司","张百湾镇供电所","滦平镇","王家沟村","1502644447","10kV张滦516线路王家沟公变",371.68,0,"贾琼","2025-09-01"]
["承德市供电公司","滦平县供电分公司","张百湾镇供电所","大屯镇","烧锅营村","1502644449","电网_10kV张滦516线路西山根公变",102.8,0,"贾琼","2025-09-01"]
["承德市供电公司","滦平县供电分公司","张百湾镇供电所","大屯镇","烧锅营村","1502644450","电网_10kV张滦516线路小五队公变",30,0,"贾琼","2025-09-01"]
["承德市供电公司","滦平县供电分公司","张百湾镇供电所","张百湾镇","陈营村","1502644451","10kV张滦516线路小营公变",75.5,0,"贾琼","2025-09-01"]
["承德市供电公司","滦平县供电分公司","张百湾镇供电所","大屯镇","窑沟门村","1502644453","电网_10kV张滦516线路窑沟门东台公变",100,0,"贾琼","2025-09-01"]
["承德市供电公司","滦平县供电分公司","张百湾镇供电所","大屯镇","窑沟门村","1502644454","10kV张滦516线路窑沟门公变",144.46,0,"贾琼","2025-09-01"]
["承德市供电公司","滦平县供电分公司","张百湾镇供电所","大屯镇","窑岭村","1502644455","10kV张滦516线路窑岭南公变",139.4,0,"贾琼","2025-09-01"]
["承德市供电公司","滦平县供电分公司","张百湾镇供电所","大屯镇","窑岭村","1502644456","电网_10kV张滦516线路窑岭公变",43.91,0,"贾琼","2025-09-01"]
["承德市供电公司","滦平县供电分公司","张百湾镇供电所","大屯镇","大屯村","1502644458","电网_10kV张滦516线路营房山前公变",235.04,0,"贾琼","2025-09-01"]
["承德市供电公司","滦平县供电分公司","张百湾镇供电所","大屯镇","大屯村","1502644460","电网_10kV张滦516线路营房公变",333.635,0,"贾琼","2025-09-01"]
["承德市供电公司","滦平县供电分公司","张百湾镇供电所","张百湾镇","张百湾","1502644462","电网_10kV张滦516线路张百湾东公变",82.44999999999999,0,"贾琼","2025-09-01"]
["承德市供电公司","滦平县供电分公司","张百湾镇供电所","张百湾镇","张百湾","1502644463","电网_10kV张滦516线路张百湾西公变",319.4,0,"贾琼","2025-09-01"]
["承德市供电公司","滦平县供电分公司","张百湾镇供电所","张百湾镇","下南沟村","1502644466","电网_张吴513下南沟农场",160,0,"贾琼","2025-09-01"]
["承德市供电公司","滦平县供电分公司","张百湾镇供电所","张百湾镇","下南沟村","1502644467","电网_张吴513下南沟",86.84,0,"贾琼","2025-09-01"]
["承德市供电公司","滦平县供电分公司","张百湾镇供电所","张百湾镇","下南沟村","1502644468","电网_张吴513肖台子",18.73,0,"贾琼","2025-09-01"]
["承德市供电公司","滦平县供电分公司","张百湾镇供电所","张百湾镇","山前村","1502644469","张吴513小山前",43.93,0,"贾琼","2025-09-01"]
["承德市供电公司","滦平县供电分公司","张百湾镇供电所","张百湾镇","山前村","1502644470","电网_张吴513山前公变",48.510000000000005,0,"贾琼","2025-09-01"]
["承德市供电公司","滦平县供电分公司","张百湾镇供电所","张百湾镇","山前村","1502644471","电网_山前东公变",87.08,0,"贾琼","2025-09-01"]
["承德市供电公司","滦平县供电分公司","张百湾镇供电所","张百湾镇","西井沟村","1502644472","电网_张吴513盘龙寺公变",31.619999999999997,0,"贾琼","2025-09-01"]
["承德市供电公司","滦平县供电分公司","张百湾镇供电所","张百湾镇","西井沟村","1502644473","电网_张吴513西井沟二队",98.08,0,"贾琼","2025-09-01"]
["承德市供电公司","滦平县供电分公司","张百湾镇供电所","张百湾镇","西井沟村","1502644474","电网_张吴513松树沟",30,0,"贾琼","2025-09-01"]
["承德市供电公司","滦平县供电分公司","张百湾镇供电所","张百湾镇","西井沟村","1502644476","电网_张吴513西井沟南变",30.65,0,"贾琼","2025-09-01"]
["承德市供电公司","滦平县供电分公司","张百湾镇供电所","张百湾镇","宋营村","1502644477","张吴513大栅子",31.510000000000005,0,"贾琼","2025-09-01"]
["承德市供电公司","滦平县供电分公司","张百湾镇供电所","张百湾镇","西井沟村","1502644478","电网_张吴513丁营公变",38.74,0,"贾琼","2025-09-01"]
["承德市供电公司","滦平县供电分公司","张百湾镇供电所","张百湾镇","宋营村","1502644479","电网_张吴513小栅公变",30.130000000000003,0,"贾琼","2025-09-01"]
["承德市供电公司","滦平县供电分公司","张百湾镇供电所","张百湾镇","宋营村","1502644480","电网_张吴513宋营公变",30,0,"贾琼","2025-09-01"]
["承德市供电公司","滦平县供电分公司","张百湾镇供电所","张百湾镇","宋营村","1502644481","电网_张吴513高营",14.75,0,"贾琼","2025-09-01"]
["承德市供电公司","滦平县供电分公司","张百湾镇供电所","张百湾镇","下南沟村","1502644482","电网_张吴513干沟梁",15.12,0,"贾琼","2025-09-01"]
["承德市供电公司","滦平县供电分公司","张百湾镇供电所","张百湾镇","西洼子村","1502644483","电网_张吴513平地",24.47,0,"贾琼","2025-09-01"]
["承德市供电公司","滦平县供电分公司","张百湾镇供电所","张百湾镇","西洼子村","1502644484","电网_张吴513西洼子小区",100,0,"贾琼","2025-09-01"]
["承德市供电公司","滦平县供电分公司","张百湾镇供电所","张百湾镇","宋营村","1502644485","电网_张吴513宋营大埔",11.649999999999999,0,"贾琼","2025-09-01"]
["承德市供电公司","滦平县供电分公司","张百湾镇供电所","张百湾镇","周台子村","1502644486","电网_张吴51大西场",30,0,"贾琼","2025-09-01"]
["承德市供电公司","滦平县供电分公司","张百湾镇供电所","张百湾镇","周台子村","1502644487","电网_张吴513窑岭沟",50,0,"贾琼","2025-09-01"]
["承德市供电公司","滦平县供电分公司","付营子镇供电所","付营子镇","头道河村","1502644897","10kV付陈512线路平坊公变",261,0,"姜凌子","2025-09-01"]
["承德市供电公司","滦平县供电分公司","付营子镇供电所","付营子镇","头道河村","1502644898","10kV付陈512线路头道河村公变",315.65,0,"姜凌子","2025-09-01"]
["承德市供电公司","滦平县供电分公司","付营子镇供电所","付营子镇","头道河村","1502644899","电网_10kV付陈512线路头道河下公变",200,0,"姜凌子","2025-09-01"]
["承德市供电公司","滦平县供电分公司","付营子镇供电所","付营子镇","付营子村","1502644900","10kV付陈512线路付营子西大棚公变",100,0,"姜凌子","2025-09-01"]
["承德市供电公司","滦平县供电分公司","付营子镇供电所","付营子镇","付营子村","1502644901","10kV付陈512线路付营子西公变",342,0,"姜凌子","2025-09-01"]
["承德市供电公司","滦平县供电分公司","付营子镇供电所","付营子镇","付营子村","1502644902","10kV付陈512线路付营子东公变",200,0,"姜凌子","2025-09-01"]
["承德市供电公司","滦平县供电分公司","付营子镇供电所","付营子镇","付营子村","1502644903","10kV付陈512线路付营子东大棚公变",80,0,"姜凌子","2025-09-01"]
["承德市供电公司","滦平县供电分公司","付营子镇供电所","付营子镇","付营子村","1502644904","10kV付陈512线路北沟小区公变",40.02,0,"姜凌子","2025-09-01"]
["承德市供电公司","滦平县供电分公司","付营子镇供电所","付营子镇","付营子村","1502644905","10kV付陈512线路付营子北沟公变",23.799999999999997,0,"姜凌子","2025-09-01"]
["承德市供电公司","滦平县供电分公司","付营子镇供电所","付营子镇","付营子村","1502644906","10kV付陈512线路焦营公变",79.75,0,"姜凌子","2025-09-01"]
["承德市供电公司","滦平县供电分公司","付营子镇供电所","付营子镇","邢家沟门村","1502644907","10kV付陈512线路西山公变",25.625,0,"姜凌子","2025-09-01"]
["承德市供电公司","滦平县供电分公司","付营子镇供电所","付营子镇","邢家沟门村","1502644908","10kV付陈512线路邢门公变",123.33,0,"姜凌子","2025-09-01"]
["承德市供电公司","滦平县供电分公司","付营子镇供电所","付营子镇","邢家沟门村","1502644910","10kV付陈512线路邢门河北公变",21.900000000000006,0,"姜凌子","2025-09-01"]
["承德市供电公司","滦平县供电分公司","付营子镇供电所","付营子镇","凡西营村","1502644911","10kV付陈512线路凡西营北公变",97.38,0,"姜凌子","2025-09-01"]
["承德市供电公司","滦平县供电分公司","付营子镇供电所","付营子镇","凡西营村","1502644912","10kV付陈512线路凡西营南公变",157.66,0,"姜凌子","2025-09-01"]
["承德市供电公司","滦平县供电分公司","付营子镇供电所","付营子镇","头道河村","1502644913","10kV付红515线路三道河公变",117.2,0,"姜凌子","2025-09-01"]
["承德市供电公司","滦平县供电分公司","付营子镇供电所","付营子镇","头道河村","1502644914","10kV付红515线路老虎沟公变",63.58000000000001,0,"姜凌子","2025-09-01"]
["承德市供电公司","滦平县供电分公司","付营子镇供电所","付营子镇","红石砬村","1502644915","10kV付红515线路大烟墩沟公变",39.675,0,"姜凌子","2025-09-01"]
["承德市供电公司","滦平县供电分公司","付营子镇供电所","付营子镇","红石砬村","1502644916","10kV付红515线路小烟墩沟公变",73.25,0,"姜凌子","2025-09-01"]
["承德市供电公司","滦平县供电分公司","付营子镇供电所","付营子镇","红石砬村","1502644917","10kV付红515线路红石砬村公变",128.23000000000002,0,"姜凌子","2025-09-01"]
["承德市供电公司","滦平县供电分公司","付营子镇供电所","付营子镇","红石砬村","1502644918","10kV付红515线路红石砬东公变",53.59,0,"姜凌子","2025-09-01"]
["承德市供电公司","滦平县供电分公司","付营子镇供电所","付营子镇","东营村","1502644919","10kV付红515线路东营下公变",31.42,0,"姜凌子","2025-09-01"]
["承德市供电公司","滦平县供电分公司","付营子镇供电所","付营子镇","东营村","1502644920","10kV付红515线路东营公变",82.57499999999999,0,"姜凌子","2025-09-01"]
["承德市供电公司","滦平县供电分公司","付营子镇供电所","付营子镇","王营子村","1502644921","10kV付红515线路王营子公变",101.16999999999999,0,"姜凌子","2025-09-01"]
["承德市供电公司","滦平县供电分公司","付营子镇供电所","付营子镇","肖店村","1502644922","10kV付红515线路槟榔沟公变",100,0,"姜凌子","2025-09-01"]
["承德市供电公司","滦平县供电分公司","付营子镇供电所","付营子镇","红石砬村","1502644923","10kV付红515线路红石砬北沟公变",33.155,0,"姜凌子","2025-09-01"]
["承德市供电公司","滦平县供电分公司","付营子镇供电所","付营子镇","红石砬村","1502644924","10kV付红515线路红石砬北公变",116,0,"姜凌子","2025-09-01"]
["承德市供电公司","滦平县供电分公司","付营子镇供电所","付营子镇","王营子村","1502644925","10kV付红515线路王营子北沟公变",32.31999999999999,0,"姜凌子","2025-09-01"]
["承德市供电公司","滦平县供电分公司","付营子镇供电所","付营子镇","王营子村","1502644927","10kV付红515线路王营子东沟公变",84.6,0,"姜凌子","2025-09-01"]
["承德市供电公司","滦平县供电分公司","付营子镇供电所","付营子镇","羊草沟门村","1502644928","10kV付红515线路羊草沟门村公变",200,0,"姜凌子","2025-09-01"]
["承德市供电公司","滦平县供电分公司","付营子镇供电所","付营子镇","王营子村","1502644929","10kV付红515线路平山公变",80,0,"姜凌子","2025-09-01"]
["承德市供电公司","滦平县供电分公司","付营子镇供电所","付营子镇","羊草沟门村","1502644930","10kV付红515线路石井沟公变",85.2,0,"姜凌子","2025-09-01"]
["承德市供电公司","滦平县供电分公司","付营子镇供电所","付营子镇","羊草沟门村","1502644931","10kV付红515线路西午铺公变",72.92,0,"姜凌子","2025-09-01"]
["承德市供电公司","滦平县供电分公司","付营子镇供电所","付营子镇","王营子村","1502644932","10kV付红515线路八家公变",162.05,0,"姜凌子","2025-09-01"]
["承德市供电公司","滦平县供电分公司","付营子镇供电所","付营子镇","羊草沟门村","1502644933","10kV付红515线路下铺公变",30,0,"姜凌子","2025-09-01"]
["承德市供电公司","滦平县供电分公司","付营子镇供电所","付营子镇","靳家沟门村","1502644935","10kV付红515线路靳家沟门村公变",117.79,0,"姜凌子","2025-09-01"]
["承德市供电公司","滦平县供电分公司","付营子镇供电所","付营子镇","羊草沟门村","1502644936","10kV付红515线路前进沟上公变",77.57,0,"姜凌子","2025-09-01"]
["承德市供电公司","滦平县供电分公司","付营子镇供电所","付营子镇","靳家沟门村","1502644937","10kV付红515线路黄粱公变",40.78,0,"姜凌子","2025-09-01"]
["承德市供电公司","滦平县供电分公司","付营子镇供电所","付营子镇","靳家沟门村","1502644938","10kV付红515线路黄木局子公变",45,0,"姜凌子","2025-09-01"]
["承德市供电公司","滦平县供电分公司","付营子镇供电所","付营子镇","靳家沟门村","1502644939","10kV付红515线路八队公变",98.885,0,"姜凌子","2025-09-01"]
["承德市供电公司","滦平县供电分公司","付营子镇供电所","付营子镇","靳家沟门村","1502644940","10kV付红515线路阳坡公变",50,0,"姜凌子","2025-09-01"]
["承德市供电公司","滦平县供电分公司","付营子镇供电所","付营子镇","金鸡沟村","1502644941","10kV付红515线路双栅子公变",30.200000000000003,0,"姜凌子","2025-09-01"]
["承德市供电公司","滦平县供电分公司","付营子镇供电所","付营子镇","金鸡沟村","1502644943","10kV付红515线路金鸡沟村公变",50,0,"姜凌子","2025-09-01"]
["承德市供电公司","滦平县供电分公司","付营子镇供电所","付营子镇","金鸡沟村","1502644944","10kV付红515线路大西沟公变",51,0,"姜凌子","2025-09-01"]
["承德市供电公司","滦平县供电分公司","付营子镇供电所","付营子镇","金鸡沟村","1502644945","10kV付红515线路罗铺公变",53.45,0,"姜凌子","2025-09-01"]
["承德市供电公司","滦平县供电分公司","付营子镇供电所","付营子镇","红石砬村","1502644947","10kV付红515线路红石砬新区公变",100,0,"姜凌子","2025-09-01"]
["承德市供电公司","滦平县供电分公司","付营子镇供电所","付营子镇","东营村","1502644948","10kV付红515线路东营新区公变",34.849999999999994,0,"姜凌子","2025-09-01"]
["承德市供电公司","滦平县供电分公司","付营子镇供电所","付营子镇","靳家沟门村","1502644949","10kV付红515线路七队公变",30,0,"姜凌子","2025-09-01"]
["承德市供电公司","滦平县供电分公司","付营子镇供电所","付营子镇","九神庙村","1502644950","10kV付九516线路九神庙村公变",79.935,0,"姜凌子","2025-09-01"]
["承德市供电公司","滦平县供电分公司","付营子镇供电所","付营子镇","邢家沟门村","1502644951","10kV付九516线路姜营里公变",31.959999999999994,0,"姜凌子","2025-09-01"]
["承德市供电公司","滦平县供电分公司","付营子镇供电所","付营子镇","青石垛村","1502644952","10kV付九516线路湖里公变",24.090000000000003,0,"姜凌子","2025-09-01"]
["承德市供电公司","滦平县供电分公司","付营子镇供电所","付营子镇","青石垛村","1502644953","10kV付九516线路湖门公变",79.47,0,"姜凌子","2025-09-01"]
["承德市供电公司","滦平县供电分公司","付营子镇供电所","付营子镇","青石垛村","1502644954","10kV付九516线路青石垛下公变",126,0,"姜凌子","2025-09-01"]
["承德市供电公司","滦平县供电分公司","付营子镇供电所","付营子镇","青石垛村","1502644955","电网_10kV付九516线路青石垛上公变",37.45,0,"姜凌子","2025-09-01"]
["承德市供电公司","滦平县供电分公司","付营子镇供电所","付营子镇","青石垛村","1502644956","10kV付九516线路南梁顶公变",100,0,"姜凌子","2025-09-01"]
["承德市供电公司","滦平县供电分公司","付营子镇供电所","付营子镇","头道河村","1502644957","电网_10kV付九516线路云盘沟门公变",157.43,0,"姜凌子","2025-09-01"]
["承德市供电公司","滦平县供电分公司","付营子镇供电所","付营子镇","邢家沟门村","1502644959","10kV付九516线路姜营外公变",39.155,0,"姜凌子","2025-09-01"]
["承德市供电公司","滦平县供电分公司","付营子镇供电所","付营子镇","三成店村","1502644960","10kV付九516线路二窝铺公变",22.739999999999995,0,"姜凌子","2025-09-01"]
["承德市供电公司","滦平县供电分公司","付营子镇供电所","付营子镇","三成店村","1502644961","10kV付九516线路三成店下公变",80,0,"姜凌子","2025-09-01"]
["承德市供电公司","滦平县供电分公司","付营子镇供电所","付营子镇","三成店村","1502644962","10kV付九516线路三成店村公变",21.599999999999994,0,"姜凌子","2025-09-01"]
["承德市供电公司","滦平县供电分公司","付营子镇供电所","付营子镇","三成店村","1502644963","10kV付九516线路黄土梁公变",100,0,"姜凌子","2025-09-01"]
["承德市供电公司","滦平县供电分公司","付营子镇供电所","付营子镇","三成店村","1502644964","10kV付九516线路贾家店公变",30.14,0,"姜凌子","2025-09-01"]
["承德市供电公司","滦平县供电分公司","付营子镇供电所","付营子镇","温家台村","1502644968","10kV付九516线路温台上公变",50,0,"姜凌子","2025-09-01"]
["承德市供电公司","滦平县供电分公司","付营子镇供电所","付营子镇","三成店村","1502644969","10kV付九516线路大东沟公变",80.05,0,"姜凌子","2025-09-01"]
["承德市供电公司","滦平县供电分公司","付营子镇供电所","付营子镇","九神庙村","1502644970","电网_10kV付九516线路九神庙上公变",100,0,"姜凌子","2025-09-01"]
["承德市供电公司","滦平县供电分公司","金沟屯镇供电所","金沟屯镇","大苇沟","1502645310","金金512大苇沟公变",10.100000000000001,0,"赵永军","2025-09-01"]
["承德市供电公司","滦平县供电分公司","金沟屯镇供电所","金沟屯镇","小苇沟村","1502645311","金金512小苇沟公变",100,0,"赵永军","2025-09-01"]
["承德市供电公司","滦平县供电分公司","金沟屯镇供电所","金沟屯镇","梁上村","1502645312","电网_金金512梁上公变",154.64,0,"赵永军","2025-09-01"]
["承德市供电公司","滦平县供电分公司","金沟屯镇供电所","金沟屯镇","东村","1502645313","金金512东村公变",166.52,0,"赵永军","2025-09-01"]
["承德市供电公司","滦平县供电分公司","金沟屯镇供电所","金沟屯镇","中心桥","1502645314","金金512中心桥公变",224.9,0,"赵永军","2025-09-01"]
["承德市供电公司","滦平县供电分公司","金沟屯镇供电所","金沟屯镇","金金西村","1502645315","金金西村公变",86.8,0,"赵永军","2025-09-01"]
["承德市供电公司","滦平县供电分公司","金沟屯镇供电所","金沟屯镇","沙梁根村","1502645316","金金512沙梁根公变",158.32999999999998,0,"赵永军","2025-09-01"]
["承德市供电公司","滦平县供电分公司","金沟屯镇供电所","金沟屯镇","二窝铺","1502645317","金金512二窝铺公变",30,0,"赵永军","2025-09-01"]
["承德市供电公司","滦平县供电分公司","金沟屯镇供电所","金沟屯镇","撒拉沟","1502645318","金金512撒拉沟公变",30,0,"赵永军","2025-09-01"]
["承德市供电公司","滦平县供电分公司","金沟屯镇供电所","金沟屯镇","小营","1502645319","金金512小营公变",85.2,0,"赵永军","2025-09-01"]
["承德市供电公司","滦平县供电分公司","金沟屯镇供电所","金沟屯镇","二队村","1502645320","金金512二队公变",50,0,"赵永军","2025-09-01"]
["承德市供电公司","滦平县供电分公司","金沟屯镇供电所","金沟屯镇","金马沟","1502645322","金金512金马沟公变",20.480000000000004,0,"赵永军","2025-09-01"]
["承德市供电公司","滦平县供电分公司","金沟屯镇供电所","金沟屯镇","瓦房","1502645323","金金512瓦房公变",154.22,0,"赵永军","2025-09-01"]
["承德市供电公司","滦平县供电分公司","金沟屯镇供电所","金沟屯镇","石门村","1502645324","电网_金金512石门公变",29.84,0,"赵永军","2025-09-01"]
["承德市供电公司","滦平县供电分公司","金沟屯镇供电所","金沟屯镇","漫子沟","1502645325","金金512漫子沟公变",24.7,0,"赵永军","2025-09-01"]
["承德市供电公司","滦平县供电分公司","金沟屯镇供电所","金沟屯镇","七林沟","1502645326","金金512七林沟公变",30,0,"赵永军","2025-09-01"]
["承德市供电公司","滦平县供电分公司","金沟屯镇供电所","金沟屯镇","丁营","1502645327","金金512丁营公变",23.700000000000003,0,"赵永军","2025-09-01"]
["承德市供电公司","滦平县供电分公司","金沟屯镇供电所","金沟屯镇","三道沟","1502645328","金金512三道沟公变",30,0,"赵永军","2025-09-01"]
["承德市供电公司","滦平县供电分公司","金沟屯镇供电所","金沟屯镇","大杨门","1502645329","金金512大杨门公变",80,0,"赵永军","2025-09-01"]
["承德市供电公司","滦平县供电分公司","金沟屯镇供电所","金沟屯镇","小杨门","1502645332","金金512小杨门公变",17.42,0,"赵永军","2025-09-01"]
["承德市供电公司","滦平县供电分公司","金沟屯镇供电所","金沟屯镇","砬坎底","1502645333","金金512砬坎底公变",50,0,"赵永军","2025-09-01"]
["承德市供电公司","滦平县供电分公司","金沟屯镇供电所","金沟屯镇","西七队村","1502645334","金金512西七队公变",200,0,"赵永军","2025-09-01"]
["承德市供电公司","滦平县供电分公司","金沟屯镇供电所","金沟屯镇","苏家坟村","1502645335","金金512苏家坟公变",50,0,"赵永军","2025-09-01"]
["承德市供电公司","滦平县供电分公司","金沟屯镇供电所","金沟屯镇","滦河沿村","1502645336","金西滦河沿北变公变",172.75,0,"赵永军","2025-09-01"]
["承德市供电公司","滦平县供电分公司","金沟屯镇供电所","金沟屯镇","滦河沿村","1502645337","金西滦河沿南变公变",325.45,0,"赵永军","2025-09-01"]
["承德市供电公司","滦平县供电分公司","金沟屯镇供电所","金沟屯镇","东营村","1502645338","金西东营公变",127.32,0,"赵永军","2025-09-01"]
["承德市供电公司","滦平县供电分公司","金沟屯镇供电所","金沟屯镇","小孤山村","1502645339","金西小孤山公变",50,0,"赵永军","2025-09-01"]
["承德市供电公司","滦平县供电分公司","金沟屯镇供电所","金沟屯镇","杨树沟村","1502645340","金西杨树沟公变",122.11,0,"赵永军","2025-09-01"]
["承德市供电公司","滦平县供电分公司","金沟屯镇供电所","金沟屯镇","松树沟","1502645341","金西松树沟公变",30,0,"赵永军","2025-09-01"]
["承德市供电公司","滦平县供电分公司","金沟屯镇供电所","金沟屯镇","下甸子综合变","1502645342","金西下甸子综合变",36.55,0,"赵永军","2025-09-01"]
["承德市供电公司","滦平县供电分公司","金沟屯镇供电所","金沟屯镇","上甸子村","1502645343","金西上甸子公变",23.11,0,"赵永军","2025-09-01"]
["承德市供电公司","滦平县供电分公司","金沟屯镇供电所","金沟屯镇","荒地村","1502645344","金西荒地公变",90.56,0,"赵永军","2025-09-01"]
["承德市供电公司","滦平县供电分公司","金沟屯镇供电所","西沟满族乡","山咀村","1502645345","电网_西大东沟门三队公变",46.76,0,"赵永军","2025-09-01"]
["承德市供电公司","滦平县供电分公司","金沟屯镇供电所","西沟满族乡","山咀村","1502645346","电网_西大东沟门二队公变",26.76,0,"赵永军","2025-09-01"]
["承德市供电公司","滦平县供电分公司","金沟屯镇供电所","西沟满族乡","老仟村","1502645347","电网_西大仟松沟公变",16.759999999999998,0,"赵永军","2025-09-01"]
["承德市供电公司","滦平县供电分公司","金沟屯镇供电所","西沟满族乡","三道沟村","1502645348","电网_西大二道沟公变",16,0,"赵永军","2025-09-01"]
["承德市供电公司","滦平县供电分公司","金沟屯镇供电所","西沟满族乡","三道沟村","1502645349","西大三道沟公变",41.06,0,"赵永军","2025-09-01"]
["承德市供电公司","滦平县供电分公司","金沟屯镇供电所","金沟屯镇","三道湾村","1502645350","金西三道湾公变",141.59,0,"赵永军","2025-09-01"]
["承德市供电公司","滦平县供电分公司","金沟屯镇供电所","金沟屯镇","三道湾杨树沟门村","1502645351","金西三道湾杨树沟门公变",63.42,0,"赵永军","2025-09-01"]
["承德市供电公司","滦平县供电分公司","金沟屯镇供电所","金沟屯镇","黑沟里村","1502645353","金西黑沟里公变",24.480000000000004,0,"赵永军","2025-09-01"]
["承德市供电公司","滦平县供电分公司","金沟屯镇供电所","金沟屯镇","河南村","1502645354","金西河南公变",20,0,"赵永军","2025-09-01"]
["承德市供电公司","滦平县供电分公司","金沟屯镇供电所","金沟屯镇","梁后村","1502645355","金西梁后公变",171.35,0,"赵永军","2025-09-01"]
["承德市供电公司","滦平县供电分公司","金沟屯镇供电所","西沟满族乡","下半岩子村","1502645356","西大下半岩子公变",36,0,"赵永军","2025-09-01"]
["承德市供电公司","滦平县供电分公司","金沟屯镇供电所","西沟满族乡","下半岩子村","1502645357","西大上半岩子公变",34.2,0,"赵永军","2025-09-01"]
["承德市供电公司","滦平县供电分公司","金沟屯镇供电所","西沟满族乡","三道沟村","1502645358","电网_西大农场公变",30,0,"赵永军","2025-09-01"]
["承德市供电公司","滦平县供电分公司","金沟屯镇供电所","西沟满族乡","西沟村","1502645359","西大线路西沟里公变",80,0,"赵永军","2025-09-01"]
["承德市供电公司","滦平县供电分公司","金沟屯镇供电所","西沟满族乡","西沟村","1502645360","电网_西大西沟公变",84.33999999999997,0,"赵永军","2025-09-01"]
["承德市供电公司","滦平县供电分公司","金沟屯镇供电所","西沟满族乡","西沟村","1502645361","西大榛秸沟公变",63.9,0,"赵永军","2025-09-01"]
["承德市供电公司","滦平县供电分公司","金沟屯镇供电所","西沟满族乡","马圈子村","1502645362","电网_西大马圈子公变",41.26,0,"赵永军","2025-09-01"]
["承德市供电公司","滦平县供电分公司","金沟屯镇供电所","西沟满族乡","梁前村","1502645363","电网_西大梁前公变",49.62,0,"赵永军","2025-09-01"]
["承德市供电公司","滦平县供电分公司","金沟屯镇供电所","西沟满族乡","槐树村","1502645364","电网_西大七道河公变",104.52000000000001,0,"赵永军","2025-09-01"]
["承德市供电公司","滦平县供电分公司","金沟屯镇供电所","西沟满族乡","八道河村","1502645365","电网_西大八道河公变",100,0,"赵永军","2025-09-01"]
["承德市供电公司","滦平县供电分公司","金沟屯镇供电所","西沟满族乡","烧锅村","1502645366","西大烧锅公变",49.27,0,"赵永军","2025-09-01"]
["承德市供电公司","滦平县供电分公司","金沟屯镇供电所","西沟满族乡","大河西村","1502645367","电网_西大大河西公变",23.82,0,"赵永军","2025-09-01"]
["承德市供电公司","滦平县供电分公司","金沟屯镇供电所","西沟满族乡","陡沟梁后","1502645368","电网_西大陡沟梁后公变",17.36,0,"赵永军","2025-09-01"]
["承德市供电公司","滦平县供电分公司","金沟屯镇供电所","西沟满族乡","陡沟村","1502645369","电网_西大陡沟公变",30,0,"赵永军","2025-09-01"]
["承德市供电公司","滦平县供电分公司","金沟屯镇供电所","西沟满族乡","老仟村","1502645370","电网_西大老仟公变",171.02,0,"赵永军","2025-09-01"]
["承德市供电公司","滦平县供电分公司","金沟屯镇供电所","金沟屯镇","桥西","1502645371","金金512桥西公变",165,0,"赵永军","2025-09-01"]
["承德市供电公司","滦平县供电分公司","金沟屯镇供电所","金沟屯镇","金沟屯","1502645372","金金512金福家园公变",627,0,"赵永军","2025-09-01"]
["承德市供电公司","滦平县供电分公司","金沟屯镇供电所","金沟屯镇","上瓦房","1502645373","金金512上瓦房公变",100,0,"赵永军","2025-09-01"]
["承德市供电公司","滦平县供电分公司","金沟屯镇供电所","西沟满族乡","头道河村","1502645375","电网_西大头道河公变",96.76,0,"赵永军","2025-09-01"]
["承德市供电公司","滦平县供电分公司","金沟屯镇供电所","西沟满族乡","二道河村","1502645376","电网_西大二道河公变",26.76,0,"赵永军","2025-09-01"]
["承德市供电公司","滦平县供电分公司","金沟屯镇供电所","西沟满族乡","山嘴综合变","1502645377","西大山嘴综合变",100,0,"赵永军","2025-09-01"]
["承德市供电公司","滦平县供电分公司","金沟屯镇供电所","西沟满族乡","东沟门村","1502645378","电网_西大东沟门公变",100,0,"赵永军","2025-09-01"]
["承德市供电公司","滦平县供电分公司","金沟屯镇供电所","西沟满族乡","线路歪脖沟村","1502645379","电网_西大线路歪脖沟公变",100,0,"赵永军","2025-09-01"]
["承德市供电公司","滦平县供电分公司","金沟屯镇供电所","西沟满族乡","二道沟门村","1502645380","电网_西大二道沟门公变",80,0,"赵永军","2025-09-01"]
["承德市供电公司","滦平县供电分公司","金沟屯镇供电所","金沟屯镇","小佟沟村","1502645381","金西小佟沟公变",80,0,"赵永军","2025-09-01"]
["承德市供电公司","滦平县供电分公司","金沟屯镇供电所","西沟满族乡","马圈子东沟村","1502645382","电网_西大马圈子东沟公变",50,0,"赵永军","2025-09-01"]
["承德市供电公司","滦平县供电分公司","金沟屯镇供电所","西沟满族乡","清水泉村","1502645383","电网_西大清水泉公变",105.58,0,"赵永军","2025-09-01"]
["承德市供电公司","滦平县供电分公司","金沟屯镇供电所","西沟满族乡","夹皮沟村","1502645384","电网_西大夹皮沟公变",6.440000000000001,0,"赵永军","2025-09-01"]
["承德市供电公司","滦平县供电分公司","金沟屯镇供电所","西沟满族乡","西犁沟村","1502645385","电网_西大西犁沟公变",80,0,"赵永军","2025-09-01"]
["承德市供电公司","滦平县供电分公司","火斗山镇供电所","火斗山镇","火斗山镇火斗山村","1502645388","火拉511下三岔口",100,0,"李正伟","2025-09-01"]
["承德市供电公司","滦平县供电分公司","火斗山镇供电所","火斗山镇","火斗山镇边营村","1502645389","火拉511东沟门",35.61,0,"李正伟","2025-09-01"]
["承德市供电公司","滦平县供电分公司","火斗山镇供电所","火斗山镇","火斗山镇张家沟门村","1502645390","火拉511上三岔口",80,0,"李正伟","2025-09-01"]
["承德市供电公司","滦平县供电分公司","火斗山镇供电所","火斗山镇","火斗山镇张家沟门村","1502645391","火拉511关达沟",42.08,0,"李正伟","2025-09-01"]
["承德市供电公司","滦平县供电分公司","火斗山镇供电所","火斗山镇","火斗山镇张家沟门村","1502645392","火拉511半沟",30,0,"李正伟","2025-09-01"]
["承德市供电公司","滦平县供电分公司","火斗山镇供电所","火斗山镇","火斗山镇张家沟门村","1502645393","火拉511南石门",42.08,0,"李正伟","2025-09-01"]
["承德市供电公司","滦平县供电分公司","火斗山镇供电所","火斗山镇","火斗山镇张家沟门村","1502645394","火拉511张家沟门",80,0,"李正伟","2025-09-01"]
["承德市供电公司","滦平县供电分公司","火斗山镇供电所","火斗山镇","火斗山镇张家沟门村","1502645395","火拉511上营",15.920000000000002,0,"李正伟","2025-09-01"]
["承德市供电公司","滦平县供电分公司","火斗山镇供电所","火斗山镇","火斗山镇边营村","1502645396","火拉511榆树下",46.16999999999999,0,"李正伟","2025-09-01"]
["承德市供电公司","滦平县供电分公司","火斗山镇供电所","火斗山镇","火斗山镇边营村","1502645397","火拉511南沟门",80,0,"李正伟","2025-09-01"]
["承德市供电公司","滦平县供电分公司","火斗山镇供电所","火斗山镇","火斗山镇边营村","1502645398","火拉511东沟",100,0,"李正伟","2025-09-01"]
["承德市供电公司","滦平县供电分公司","火斗山镇供电所","火斗山镇","火斗山镇长海沟门村","1502645399","火拉511钓鱼台",34.34,0,"李正伟","2025-09-01"]
["承德市供电公司","滦平县供电分公司","火斗山镇供电所","火斗山镇","火斗山镇井上村","1502645400","火拉511井上下营",20,0,"李正伟","2025-09-01"]
["承德市供电公司","滦平县供电分公司","火斗山镇供电所","火斗山镇","火斗山镇井上村","1502645401","火拉511井上",50,0,"李正伟","2025-09-01"]
["承德市供电公司","滦平县供电分公司","火斗山镇供电所","火斗山镇","火斗山镇井上村","1502645402","火拉511龙潭沟",30,0,"李正伟","2025-09-01"]
["承德市供电公司","滦平县供电分公司","火斗山镇供电所","火斗山镇","火斗山镇边营村","1502645403","火拉511边营",157.15,0,"李正伟","2025-09-01"]
["承德市供电公司","滦平县供电分公司","火斗山镇供电所","火斗山镇","火斗山镇边营村","1502645404","火拉511王营",20.15,0,"李正伟","2025-09-01"]
["承德市供电公司","滦平县供电分公司","火斗山镇供电所","火斗山镇","火斗山镇长海沟门村","1502645405","火拉511大店子",64.57,0,"李正伟","2025-09-01"]
["承德市供电公司","滦平县供电分公司","火斗山镇供电所","火斗山镇","火斗山镇长海沟门村","1502645406","火拉511长海沟门",80,0,"李正伟","2025-09-01"]
["承德市供电公司","滦平县供电分公司","火斗山镇供电所","火斗山镇","火斗山镇拉海沟村","1502645407","火拉511拉海沟",58.25999999999999,0,"李正伟","2025-09-01"]
["承德市供电公司","滦平县供电分公司","火斗山镇供电所","火斗山镇","火斗山镇拉海沟村","1502645408","火拉511三道沟",90.1,0,"李正伟","2025-09-01"]
["承德市供电公司","滦平县供电分公司","火斗山镇供电所","火斗山镇","火斗山镇拉海沟村","1502645409","火拉511二道沟",50,0,"李正伟","2025-09-01"]
["承德市供电公司","滦平县供电分公司","火斗山镇供电所","火斗山镇","火斗山镇长海沟门村","1502645410","火拉511得胜领",80,0,"李正伟","2025-09-01"]
["承德市供电公司","滦平县供电分公司","火斗山镇供电所","火斗山镇","火斗山镇拉海沟村","1502645411","火拉511窑沟",87.35,0,"李正伟","2025-09-01"]
["承德市供电公司","滦平县供电分公司","火斗山镇供电所","火斗山镇","火斗山镇孙营村","1502645774","火拉511曹营",72.02,0,"李正伟","2025-09-01"]
["承德市供电公司","滦平县供电分公司","火斗山镇供电所","火斗山镇","火斗山镇拉海沟村","1502645775","火拉511铃铛木沟",80,0,"李正伟","2025-09-01"]
["承德市供电公司","滦平县供电分公司","火斗山镇供电所","火斗山镇","火斗山镇孙营村","1502645776","火拉511孙营",29.599999999999994,0,"李正伟","2025-09-01"]
["承德市供电公司","滦平县供电分公司","火斗山镇供电所","火斗山镇","火斗山镇孙营村","1502645777","火拉511大北沟",42.02,0,"李正伟","2025-09-01"]
["承德市供电公司","滦平县供电分公司","火斗山镇供电所","火斗山镇","火斗山镇刘营村","1502645778","火拉511刘营",100,0,"李正伟","2025-09-01"]
["承德市供电公司","滦平县供电分公司","火斗山镇供电所","火斗山镇","火斗山镇火斗山村","1502645780","电网_工业515线路火斗山公变",2.4799999999999898,0,"李正伟","2025-09-01"]
["承德市供电公司","滦平县供电分公司","火斗山镇供电所","火斗山镇","火斗山镇火斗山村","1502645781","工业515线路下三道沟公变",125,0,"李正伟","2025-09-01"]
["承德市供电公司","滦平县供电分公司","火斗山镇供电所","火斗山镇","火斗山镇火斗山村","1502645782","电网_工业515线路小苇峪公变",160,0,"李正伟","2025-09-01"]
["承德市供电公司","滦平县供电分公司","火斗山镇供电所","火斗山镇","火斗山镇火斗山村","1502645783","工业515线路二道沟门公变",50,0,"李正伟","2025-09-01"]
["承德市供电公司","滦平县供电分公司","火斗山镇供电所","火斗山镇","火斗山镇火斗山村","1502645784","电网_工业515线路太平庄公变",250,0,"李正伟","2025-09-01"]
["承德市供电公司","滦平县供电分公司","火斗山镇供电所","火斗山镇","火斗山镇火斗山村","1502645785","电网_工业515线路三组公变",30,0,"李正伟","2025-09-01"]
["承德市供电公司","滦平县供电分公司","火斗山镇供电所","火斗山镇","火斗山镇苇子峪村","1502645786","电网_工业515线路炭窑公变",20.03,0,"李正伟","2025-09-01"]
["承德市供电公司","滦平县供电分公司","火斗山镇供电所","火斗山镇","火斗山镇苇子峪村","1502645787","10kV火拉511线路小营公变",26.21,0,"李正伟","2025-09-01"]
["承德市供电公司","滦平县供电分公司","火斗山镇供电所","火斗山镇","火斗山镇苇子峪村","1502645788","电网_工业515线路破树下公变",30,0,"李正伟","2025-09-01"]
["承德市供电公司","滦平县供电分公司","火斗山镇供电所","火斗山镇","火斗山镇苇子峪村","1502645789","10kV火拉511线路大营公变",27.5,0,"李正伟","2025-09-01"]
["承德市供电公司","滦平县供电分公司","火斗山镇供电所","火斗山镇","火斗山镇苇子峪村","1502645790","工业515线路破嘴公变",80,0,"李正伟","2025-09-01"]
["承德市供电公司","滦平县供电分公司","火斗山镇供电所","火斗山镇","火斗山镇苇子峪村","1502645791","电网_工业515线路头龙潭公变",22.08,0,"李正伟","2025-09-01"]
["承德市供电公司","滦平县供电分公司","火斗山镇供电所","火斗山镇","火斗山镇苇子峪村","1502645792","电网_工业515线路五九沟公变",20,0,"李正伟","2025-09-01"]
["承德市供电公司","滦平县供电分公司","火斗山镇供电所","火斗山镇","火斗山镇苇子峪村","1502645793","电网_工业515线路朱家沟公变",6.440000000000001,0,"李正伟","2025-09-01"]
["承德市供电公司","滦平县供电分公司","火斗山镇供电所","火斗山镇","火斗山镇苇子峪村","1502645794","电网_工业515线路二龙潭公变",30,0,"李正伟","2025-09-01"]
["承德市供电公司","滦平县供电分公司","火斗山镇供电所","火斗山镇","火斗山镇苇子峪村","1502645795","电网_工业515线路三龙潭公变",30,0,"李正伟","2025-09-01"]
["承德市供电公司","滦平县供电分公司","火斗山镇供电所","火斗山镇","火斗山镇苇子峪村","1502645796","工业515线路沟脑公变",24.540000000000006,0,"李正伟","2025-09-01"]
["承德市供电公司","滦平县供电分公司","火斗山镇供电所","火斗山镇","火斗山镇兴隆庄村","1502645797","10kV火马512线路水泉沟公变",30,0,"李正伟","2025-09-01"]
["承德市供电公司","滦平县供电分公司","火斗山镇供电所","火斗山镇","火斗山镇兴隆庄村","1502645798","10kV火马512线路兴隆庄公变",134.45,0,"李正伟","2025-09-01"]
["承德市供电公司","滦平县供电分公司","火斗山镇供电所","火斗山镇","火斗山镇兴隆庄村","1502645799","10kV火马512线路小石盘公变",35.519999999999996,0,"李正伟","2025-09-01"]
["承德市供电公司","滦平县供电分公司","火斗山镇供电所","付家店满族乡","付家店满族乡四道梁村","1502645800","10kV火马512线路四道梁三六组公变",38.8,0,"李正伟","2025-09-01"]
["承德市供电公司","滦平县供电分公司","火斗山镇供电所","付家店满族乡","付家店满族乡四道梁村","1502645801","10kV火马512线路四道梁一二组公变",10.05,0,"李正伟","2025-09-01"]
["承德市供电公司","滦平县供电分公司","火斗山镇供电所","马营子满族乡","马营子满族乡大兴沟村","1502645802","马于512大兴沟台区",152.08,0,"李正伟","2025-09-01"]
["承德市供电公司","滦平县供电分公司","火斗山镇供电所","马营子满族乡","马营子满族乡马营子村","1502645803","马于512马营子公变",227.32,0,"李正伟","2025-09-01"]
["承德市供电公司","滦平县供电分公司","火斗山镇供电所","马营子满族乡","马营子满族乡大兴沟村","1502645804","电网_马于512大兴沟小组公变",315,0,"李正伟","2025-09-01"]
["承德市供电公司","滦平县供电分公司","火斗山镇供电所","马营子满族乡","于营子村","1502645805","马于512于营子一组公变",89.6,0,"李正伟","2025-09-01"]
["承德市供电公司","滦平县供电分公司","火斗山镇供电所","马营子满族乡","马营子满族乡于营子村","1502645807","马于512河西公变",42.45,0,"李正伟","2025-09-01"]
["承德市供电公司","滦平县供电分公司","火斗山镇供电所","马营子满族乡","马营子满族乡于营子村","1502645808","马于512杨树沟四组公变",50,0,"李正伟","2025-09-01"]
["承德市供电公司","滦平县供电分公司","火斗山镇供电所","马营子满族乡","马营子满族乡于营子村","1502645809","马于512杨树沟五组公变",29.375,0,"李正伟","2025-09-01"]
["承德市供电公司","滦平县供电分公司","火斗山镇供电所","马营子满族乡","马营子满族乡南台子村","1502645810","马于512南台子公变",32.650000000000006,0,"李正伟","2025-09-01"]
["承德市供电公司","滦平县供电分公司","火斗山镇供电所","马营子满族乡","马营子满族乡南台子村","1502645811","马于512南沟门公变",73.55,0,"李正伟","2025-09-01"]
["承德市供电公司","滦平县供电分公司","火斗山镇供电所","马营子满族乡","马营子满族乡南台子村","1502645812","马于512南沟五队公变",30,0,"李正伟","2025-09-01"]
["承德市供电公司","滦平县供电分公司","火斗山镇供电所","马营子满族乡","南台子村","1502645813","马于512盐店小组公变",22.31,0,"李正伟","2025-09-01"]
["承德市供电公司","滦平县供电分公司","火斗山镇供电所","马营子满族乡","马营子满族乡西沟村","1502645814","马于512西沟台区公变",12.08,0,"李正伟","2025-09-01"]
["承德市供电公司","滦平县供电分公司","火斗山镇供电所","马营子满族乡","马营子满族乡西沟村","1502645815","马于512三道沟公变",30,0,"李正伟","2025-09-01"]
["承德市供电公司","滦平县供电分公司","火斗山镇供电所","马营子满族乡","马营子满族乡西沟村","1502645816","马于512郝家公变",20,0,"李正伟","2025-09-01"]
["承德市供电公司","滦平县供电分公司","火斗山镇供电所","马营子满族乡","马营子满族乡石门村","1502645817","马于512石门公变",49.4,0,"李正伟","2025-09-01"]
["承德市供电公司","滦平县供电分公司","火斗山镇供电所","马营子满族乡","马营子满族乡高营子村","1502645818","马于512曹碾沟公变",100,0,"李正伟","2025-09-01"]
["承德市供电公司","滦平县供电分公司","火斗山镇供电所","马营子满族乡","马营子满族乡石门村","1502645819","马于512八亩地公变",30,0,"李正伟","2025-09-01"]
["承德市供电公司","滦平县供电分公司","火斗山镇供电所","马营子满族乡","马营子满族乡龙潭沟村","1502645821","火拉511马二道沟门公变",20,0,"李正伟","2025-09-01"]
["承德市供电公司","滦平县供电分公司","火斗山镇供电所","马营子满族乡","马营子满族乡龙潭沟村","1502645822","火拉511龙潭沟二组公变",30,0,"李正伟","2025-09-01"]
["承德市供电公司","滦平县供电分公司","火斗山镇供电所","马营子满族乡","马营子满族乡龙潭沟村","1502645823","马于512龙潭沟一组公变",50.5,0,"李正伟","2025-09-01"]
["承德市供电公司","滦平县供电分公司","火斗山镇供电所","马营子满族乡","马营子满族乡高营子村","1502645824","火拉511高营子公变",75.8,0,"李正伟","2025-09-01"]
["承德市供电公司","滦平县供电分公司","火斗山镇供电所","马营子满族乡","马营子满族乡高营子村","1502645825","马于512南台沟公变",30,0,"李正伟","2025-09-01"]
["承德市供电公司","滦平县供电分公司","火斗山镇供电所","马营子满族乡","马营子满族乡黑石头村","1502645826","马于512黑石头公变",37.85,0,"李正伟","2025-09-01"]
["承德市供电公司","滦平县供电分公司","火斗山镇供电所","马营子满族乡","马营子满族乡黑石头村","1502645827","马于512黑石头二组公变",100,0,"李正伟","2025-09-01"]
["承德市供电公司","滦平县供电分公司","火斗山镇供电所","马营子满族乡","马营子满族乡黑石头村","1502645828","马于512火石领台区公变",200,0,"李正伟","2025-09-01"]
["承德市供电公司","滦平县供电分公司","火斗山镇供电所","马营子满族乡","马营子满族乡黑石头村","1502645829","马于512西北沟公变",30,0,"李正伟","2025-09-01"]
["承德市供电公司","滦平县供电分公司","火斗山镇供电所","付家店满族乡","付家店满族乡四道梁村","1502645830","电网_10kV火马512线路高卧铺公变",100,0,"李正伟","2025-09-01"]
["承德市供电公司","滦平县供电分公司","火斗山镇供电所","付家店满族乡","付家店满族乡三道沟门村","1502645831","10kV火马512线路猴头沟公变",50,0,"李正伟","2025-09-01"]
["承德市供电公司","滦平县供电分公司","火斗山镇供电所","付家店满族乡","付家店满族乡三道沟门村","1502645832","10kV火马512线路柏岩沟公变",100,0,"李正伟","2025-09-01"]
["承德市供电公司","滦平县供电分公司","火斗山镇供电所","付家店满族乡","付家店满族乡三道沟门村","1502645833","10kV火马512线路三道沟门公变",50.5,0,"李正伟","2025-09-01"]
["承德市供电公司","滦平县供电分公司","火斗山镇供电所","付家店满族乡","付家店满族乡三道沟门村","1502645834","电网_10kV火马512线路蕨菜沟公变",50.3,0,"李正伟","2025-09-01"]
["承德市供电公司","滦平县供电分公司","火斗山镇供电所","付家店满族乡","付家店满族乡青松营村","1502645835","10kV火马512线路青松营公变",118.05,0,"李正伟","2025-09-01"]
["承德市供电公司","滦平县供电分公司","火斗山镇供电所","付家店满族乡","付家店满族乡三道沟门村","1502645836","10kV火马512线路梁根公变",30,0,"李正伟","2025-09-01"]
["承德市供电公司","滦平县供电分公司","火斗山镇供电所","付家店满族乡","付家店满族乡付家店村","1502645837","10kV火马512线路付家店公变",161.55,0,"李正伟","2025-09-01"]
["承德市供电公司","滦平县供电分公司","火斗山镇供电所","付家店满族乡","付家店满族乡付家店村","1502645838","10kV火马512线路青龙泉四组公变",42.02,0,"李正伟","2025-09-01"]
["承德市供电公司","滦平县供电分公司","火斗山镇供电所","付家店满族乡","付家店满族乡付家店村","1502645839","10kV火马512线路加马石公变",25.599999999999994,0,"李正伟","2025-09-01"]
["承德市供电公司","滦平县供电分公司","火斗山镇供电所","付家店满族乡","付家店满族乡付家店村","1502645840","10kV火马512线路青龙泉公变",80,0,"李正伟","2025-09-01"]
["承德市供电公司","滦平县供电分公司","火斗山镇供电所","付家店满族乡","付家店满族乡付家店村","1502645841","10kV火马512线路南岔子公变",10.100000000000001,0,"李正伟","2025-09-01"]
["承德市供电公司","滦平县供电分公司","虎什哈镇供电所","邓厂满族乡","邓厂村新房","1502645842","马于512新房公用变",68.84,0,"赵智群","2025-09-01"]
["承德市供电公司","滦平县供电分公司","火斗山镇供电所","火斗山镇","火斗山镇长海沟门村","1502645844","石门上公变",50,0,"李正伟","2025-09-01"]
["承德市供电公司","滦平县供电分公司","火斗山镇供电所","马营子满族乡","马营子满族乡南大庙村","1502645845","马付511线路南大庙公变",96.85,0,"李正伟","2025-09-01"]
["承德市供电公司","滦平县供电分公司","火斗山镇供电所","马营子满族乡","马营子满族乡南大庙村","1502645846","电网_马付511线路牡丹春公变",50,0,"李正伟","2025-09-01"]
["承德市供电公司","滦平县供电分公司","火斗山镇供电所","付家店满族乡","付家店满族乡代营村","1502645847","马付511线路大阴山公变",50,0,"李正伟","2025-09-01"]
["承德市供电公司","滦平县供电分公司","火斗山镇供电所","付家店满族乡","付家店满族乡代营村","1502645848","马付511线路代营公变",137.395,0,"李正伟","2025-09-01"]
["承德市供电公司","滦平县供电分公司","火斗山镇供电所","付家店满族乡","付家店满族乡代营村","1502645849","马付511线路后沟公变",30,0,"李正伟","2025-09-01"]
["承德市供电公司","滦平县供电分公司","火斗山镇供电所","马营子满族乡","马营子满族乡南大庙村","1502645851","电网_马付511线路吴营三组公变",80,0,"李正伟","2025-09-01"]
["承德市供电公司","滦平县供电分公司","火斗山镇供电所","付家店满族乡","付家店满族乡代营村","1502645852","电网_马付511线路北甸子公变",182.15,0,"李正伟","2025-09-01"]
["承德市供电公司","滦平县供电分公司","火斗山镇供电所","付家店满族乡","付家店满族乡北店子村","1502645854","马付511线路八十汗公变",50,0,"李正伟","2025-09-01"]
["承德市供电公司","滦平县供电分公司","火斗山镇供电所","马营子满族乡","马营子满族乡南大庙村","1502645855","马付511线路吴营公变",100,0,"李正伟","2025-09-01"]
["承德市供电公司","滦平县供电分公司","火斗山镇供电所","付家店满族乡","付家店满族乡代营村","1502645856","电网_马付511线路岔道岭公变",30,0,"李正伟","2025-09-01"]
["承德市供电公司","滦平县供电分公司","火斗山镇供电所","付家店满族乡","付家店满族乡代营村","1502645857","10kV马付511线路刺弯公变",20,0,"李正伟","2025-09-01"]
["承德市供电公司","滦平县供电分公司","火斗山镇供电所","付家店满族乡","付家店满族乡代营村","1502645858","马付511线路黄旭公变",100,0,"李正伟","2025-09-01"]
["承德市供电公司","滦平县供电分公司","火斗山镇供电所","马营子满族乡","马营子满族乡于营子村","1502645859","马于512小窝棚公变",7.68,0,"李正伟","2025-09-01"]
["承德市供电公司","滦平县供电分公司","火斗山镇供电所","马营子满族乡","马营子满族乡于营子村","1502645860","马于512宋家公变",30,0,"李正伟","2025-09-01"]
["承德市供电公司","滦平县供电分公司","火斗山镇供电所","付家店满族乡","付家店满族乡青松营村","1502645861","10kV火马512线路下营公变",20,0,"李正伟","2025-09-01"]
["承德市供电公司","滦平县供电分公司","火斗山镇供电所","付家店满族乡","付家店满族乡三道沟门村","1502645862","10kV火马512线路三道沟门梁根公变",20,0,"李正伟","2025-09-01"]
["承德市供电公司","滦平县供电分公司","火斗山镇供电所","马营子满族乡","马营子满族乡南台子村","1502645863","马于512小道古公变",20,0,"李正伟","2025-09-01"]
["承德市供电公司","滦平县供电分公司","滦平镇供电所","中兴路街道","石头沟门社区","1502646681","城区515石头沟门综合变",315,0,"梁海菊","2025-09-01"]
["承德市供电公司","滦平县供电分公司","滦平镇供电所","滦平镇","西台子","1502646682","电网_城区51510kV城区515线路西台子5队公变",187.28,0,"梁海菊","2025-09-01"]
["承德市供电公司","滦平县供电分公司","滦平镇供电所","滦平镇","西台子","1502646683","电网_城区51510kV城区515线路西台子曹营公变",122.225,0,"梁海菊","2025-09-01"]
["承德市供电公司","滦平县供电分公司","滦平镇供电所","滦平镇","西台子","1502646684","电网_城区51510kV城区515线路西台子3-4队公变",127.77,0,"梁海菊","2025-09-01"]
["承德市供电公司","滦平县供电分公司","滦平镇供电所","中兴路街道","桥东社区","1502646686","城区51510kV城区515线路仓房南沟公变",394.54,0,"梁海菊","2025-09-01"]
["承德市供电公司","滦平县供电分公司","滦平镇供电所","中兴路街道","桥东社区","1502646687","城区51510kV城区515线路仓房南沟上沟公变",42.18,0,"梁海菊","2025-09-01"]
["承德市供电公司","滦平县供电分公司","滦平镇供电所","滦平镇","西瓜园村","1502646688","10kV城张516线路小狼山沟公变",40.95,0,"梁海菊","2025-09-01"]
["承德市供电公司","滦平县供电分公司","滦平镇供电所","滦平镇","西瓜园村","1502646689","10kV城张516线路西瓜园3公变",80.8,0,"梁海菊","2025-09-01"]
["承德市供电公司","滦平县供电分公司","滦平镇供电所","滦平镇","南瓦房","1502646690","10kV县城农电511线路南瓦房村公变",218.63,0,"梁海菊","2025-09-01"]
["承德市供电公司","滦平县供电分公司","滦平镇供电所","滦平镇","南瓦房","1502646691","10kV县城农电511线路小刁屯二队公变",154.5,0,"梁海菊","2025-09-01"]
["承德市供电公司","滦平县供电分公司","滦平镇供电所","滦平镇","南瓦房","1502646692","电网_10kV县城农电511线路小刁屯4队公变",94.3,0,"梁海菊","2025-09-01"]
["承德市供电公司","滦平县供电分公司","滦平镇供电所","滦平镇","南瓦房","1502646693","电网_10kV县城农电511线路小刁屯5队公变",100,0,"梁海菊","2025-09-01"]
["承德市供电公司","滦平县供电分公司","滦平镇供电所","滦平镇","西街村","1502646694","10kV县城农电511线路西街西沟公变",276.98,0,"梁海菊","2025-09-01"]
["承德市供电公司","滦平县供电分公司","滦平镇供电所","滦平镇","西街村","1502646695","10kV县城农电511线路西街公变",151.92000000000002,0,"梁海菊","2025-09-01"]
["承德市供电公司","滦平县供电分公司","滦平镇供电所","中兴路街道","祥源社区","1502646696","电网_10kV县城农电511线路税务局家属院公变",128.3,0,"梁海菊","2025-09-01"]
["承德市供电公司","滦平县供电分公司","滦平镇供电所","滦平镇","安乐","1502646697","10kV滦小519线路安乐公变",295.85,0,"梁海菊","2025-09-01"]
["承德市供电公司","滦平县供电分公司","滦平镇供电所","滦平镇","安乐","1502646698","10kV滦小519线路安乐4-5队公变",173.71,0,"梁海菊","2025-09-01"]
["承德市供电公司","滦平县供电分公司","滦平镇供电所","滦平镇","安乐","1502646699","10kV滦东513线路10kV滦东513线路安乐河东公变",193.16,0,"梁海菊","2025-09-01"]
["承德市供电公司","滦平县供电分公司","滦平镇供电所","滦平镇","三地沟门村","1502646700","电网_10kV滦东513线路10kV滦东513线路大刁屯村公变",208.3,0,"梁海菊","2025-09-01"]
["承德市供电公司","滦平县供电分公司","滦平镇供电所","滦平镇","刘院村","1502646701","10kV城刘512线路山顶公变",40.50999999999999,0,"梁海菊","2025-09-01"]
["承德市供电公司","滦平县供电分公司","滦平镇供电所","滦平镇","西瓜园村","1502646702","10kV城刘512线路西瓜园公变",185.45,0,"梁海菊","2025-09-01"]
["承德市供电公司","滦平县供电分公司","滦平镇供电所","滦平镇","西瓜园村","1502646703","10kV城刘512线路东瓜园公变",466.77,0,"梁海菊","2025-09-01"]
["承德市供电公司","滦平县供电分公司","滦平镇供电所","滦平镇","三地沟门村","1502646705","10kV滦东513线路10kV滦东513线路大刁屯里公变",35.4,0,"梁海菊","2025-09-01"]
["承德市供电公司","滦平县供电分公司","滦平镇供电所","滦平镇","石头沟门","1502646706","10kV城刘512线路干沟公变",179.67,0,"梁海菊","2025-09-01"]
["承德市供电公司","滦平县供电分公司","滦平镇供电所","滦平镇","岔道口","1502646707","电网_10kV滦东513线路10kV滦东513线路小五队公变",148.2,0,"梁海菊","2025-09-01"]
["承德市供电公司","滦平县供电分公司","滦平镇供电所","滦平镇","华子炉","1502646708","电网_10kV滦东513线路10kV滦东513线路华子炉台区公变",80,0,"梁海菊","2025-09-01"]
["承德市供电公司","滦平县供电分公司","滦平镇供电所","滦平镇","皂沟村","1502646709","10kV城刘512线路北山根公变",172.76,0,"梁海菊","2025-09-01"]
["承德市供电公司","滦平县供电分公司","滦平镇供电所","滦平镇","皂沟村","1502646710","电网_10kV城刘512线路小刘沟公变",113.52,0,"梁海菊","2025-09-01"]
["承德市供电公司","滦平县供电分公司","滦平镇供电所","滦平镇","岔道口","1502646711","电网_10kV滦东513线路10kV滦东513线路岔道口台区公变",106.69999999999999,0,"梁海菊","2025-09-01"]
["承德市供电公司","滦平县供电分公司","滦平镇供电所","滦平镇","皂沟村","1502646712","电网_10kV城刘512线路韦山沟公变",36.72,0,"梁海菊","2025-09-01"]
["承德市供电公司","滦平县供电分公司","滦平镇供电所","滦平镇","岔道口","1502646713","电网_10kV滦东513线路10kV滦东513线路岔道口西沟公变",158.03,0,"梁海菊","2025-09-01"]
["承德市供电公司","滦平县供电分公司","滦平镇供电所","滦平镇","北李营","1502646714","电网_10kV城刘512线路九神庙公变",239.94,0,"梁海菊","2025-09-01"]
["承德市供电公司","滦平县供电分公司","滦平镇供电所","滦平镇","北李营","1502646715","电网_10kV城刘512线路北李营公变",154.64,0,"梁海菊","2025-09-01"]
["承德市供电公司","滦平县供电分公司","滦平镇供电所","滦平镇","北李营","1502646716","10kV城刘512线路北李营四队公变",63.8,0,"梁海菊","2025-09-01"]
["承德市供电公司","滦平县供电分公司","滦平镇供电所","滦平镇","双庙","1502646717","电网_10kV城刘512线路双庙公变",96.76,0,"梁海菊","2025-09-01"]
["承德市供电公司","滦平县供电分公司","滦平镇供电所","滦平镇","双庙","1502646718","电网_10kV城刘512线路双庙河东公变",72.76,0,"梁海菊","2025-09-01"]
["承德市供电公司","滦平县供电分公司","滦平镇供电所","滦平镇","双庙","1502646719","10kV城刘512线路双庙四队公变",75.91,0,"梁海菊","2025-09-01"]
["承德市供电公司","滦平县供电分公司","滦平镇供电所","滦平镇","杨树沟门村","1502646720","10kV城刘512线路杨树沟门公变",77,0,"梁海菊","2025-09-01"]
["承德市供电公司","滦平县供电分公司","滦平镇供电所","滦平镇","杨树沟门村","1502646721","10kV城刘512线路杨树沟门马场公变",46.76,0,"梁海菊","2025-09-01"]
["承德市供电公司","滦平县供电分公司","滦平镇供电所","滦平镇","杨树沟门村","1502646722","电网_10kV城刘512线路金矿公变",50,0,"梁海菊","2025-09-01"]
["承德市供电公司","滦平县供电分公司","滦平镇供电所","滦平镇","三地沟门村","1502646723","电网_10kV县城农电511线路三地沟门村公变",626.76,0,"梁海菊","2025-09-01"]
["承德市供电公司","滦平县供电分公司","滦平镇供电所","滦平镇","三地沟门村","1502646724","电网_10kV县城农电511线路三地沟门三队公变",100,0,"梁海菊","2025-09-01"]
["承德市供电公司","滦平县供电分公司","滦平镇供电所","滦平镇","三地沟门村","1502646725","电网_10kV县城农电511线路扶贫街公变",100,0,"梁海菊","2025-09-01"]
["承德市供电公司","滦平县供电分公司","滦平镇供电所","滦平镇","马圈子村","1502646726","10kV县城农电511线路魏营公变",57.25,0,"梁海菊","2025-09-01"]
["承德市供电公司","滦平县供电分公司","滦平镇供电所","滦平镇","马圈子村","1502646728","电网_10kV县城农电511线路马圈子公变",52.88,0,"梁海菊","2025-09-01"]
["承德市供电公司","滦平县供电分公司","滦平镇供电所","滦平镇","马圈子村","1502646729","电网_10kV县城农电511线路平台沟公变",96.76,0,"梁海菊","2025-09-01"]
["承德市供电公司","滦平县供电分公司","滦平镇供电所","滦平镇","马圈子村","1502646730","10kV县城农电511线路双栅子公变",71.3,0,"梁海菊","2025-09-01"]
["承德市供电公司","滦平县供电分公司","滦平镇供电所","滦平镇","东营","1502646731","10kV县城农电511线路东营二台区公变",93.52,0,"梁海菊","2025-09-01"]
["承德市供电公司","滦平县供电分公司","滦平镇供电所","滦平镇","庄头营村","1502646733","电网_10kV县城农电511线路窑上公变",88.22,0,"梁海菊","2025-09-01"]
["承德市供电公司","滦平县供电分公司","滦平镇供电所","滦平镇","庄头营村","1502646735","电网_10kV县城农电511线路庄头营二队台区公变",160,0,"梁海菊","2025-09-01"]
["承德市供电公司","滦平县供电分公司","滦平镇供电所","中兴路街道","石头沟门社区","1502646737","城区515515线路马蹄沟台区公变",160,0,"梁海菊","2025-09-01"]
["承德市供电公司","滦平县供电分公司","滦平镇供电所","滦平镇","皂沟村","1502649209","10kV城刘512线路皂沟村公变",147.12,0,"梁海菊","2025-09-01"]
["承德市供电公司","滦平县供电分公司","滦平镇供电所","滦平镇","刘院村","1502649210","10kV城刘512线路郝营公变",48.01,0,"梁海菊","2025-09-01"]
["承德市供电公司","滦平县供电分公司","滦平镇供电所","滦平镇","刘院村","1502650081","10kV城刘512线路刘院公变",182.3,0,"梁海菊","2025-09-01"]
["承德市供电公司","滦平县供电分公司","滦平镇供电所","滦平镇","大刁屯","1502650082","10kV县城农电511线路大刁屯村外公变",196.76,0,"梁海菊","2025-09-01"]
["承德市供电公司","滦平县供电分公司","滦平镇供电所","滦平镇","马圈子村","1502650083","10kV县城农电511线路马圈子二台区公变",100,0,"梁海菊","2025-09-01"]
["承德市供电公司","滦平县供电分公司","滦平镇供电所","滦平镇","三地沟门村","1502650084","电网_10kV县城农电511线路开发区公变",311.76,0,"梁海菊","2025-09-01"]
["承德市供电公司","滦平县供电分公司","滦平镇供电所","滦平镇","三地沟门村","1502650090","电网_10kV县城农电511线路三地沟门大长地公变",100,0,"梁海菊","2025-09-01"]
["承德市供电公司","滦平县供电分公司","滦平镇供电所","滦平镇","刘院村","1502645055","10kV城刘512线路李营公变",46.14500000000001,0,"梁海菊","2025-09-01"]
["承德市供电公司","滦平县供电分公司","滦平镇供电所","中兴路街道","鞍匠屯社区","1502664296","电网_10kV县城农电511线路鑫源小区公变",200,0,"梁海菊","2025-09-01"]
["承德市供电公司","滦平县供电分公司","虎什哈镇供电所","虎什哈镇","金台子村狍甸沟","1502717958","10kV金杨516线路狍甸沟公变",50,0,"赵智群","2025-09-01"]
["承德市供电公司","滦平县供电分公司","虎什哈镇供电所","虎什哈镇","金台子村三岔口","1502717960","10kV金五515线路三岔口一号公变",120.95,0,"赵智群","2025-09-01"]
["承德市供电公司","滦平县供电分公司","虎什哈镇供电所","虎什哈镇","卧牛山村杨树沟","1502717962","电网_10kV金杨516线路杨树沟二公变",30,0,"赵智群","2025-09-01"]
["承德市供电公司","滦平县供电分公司","虎什哈镇供电所","虎什哈镇","卧牛山村大西营","1502717963","电网_10kV金杨516线路马圈子公变",63.94,0,"赵智群","2025-09-01"]
["承德市供电公司","滦平县供电分公司","虎什哈镇供电所","虎什哈镇","北山根村勺地沟","1502717964","电网_10kV金五515线路勺地沟公变",50,0,"赵智群","2025-09-01"]
["承德市供电公司","滦平县供电分公司","虎什哈镇供电所","虎什哈镇","北山根村南白旗","1502717965","电网_10kV金五515线路北白旗公变",48.88,0,"赵智群","2025-09-01"]
["承德市供电公司","滦平县供电分公司","虎什哈镇供电所","虎什哈镇","北山根村南白旗","1502717966","电网_10kV金五515线路南白旗公变",82.12,0,"赵智群","2025-09-01"]
["承德市供电公司","滦平县供电分公司","虎什哈镇供电所","虎什哈镇","官营子村","1502717967","电网_10kV金五515线路官营子南沟公变",30,0,"赵智群","2025-09-01"]
["承德市供电公司","滦平县供电分公司","虎什哈镇供电所","虎什哈镇","官营子村","1502717968","10kV金五515线路官营子一号公变",261.16999999999996,0,"赵智群","2025-09-01"]
["承德市供电公司","滦平县供电分公司","虎什哈镇供电所","虎什哈镇","虎什哈村黄旗","1502717970","电网_10kV金五515线路黄旗二公变",100,0,"赵智群","2025-09-01"]
["承德市供电公司","滦平县供电分公司","虎什哈镇供电所","虎什哈镇","金台子村三岔口","1502717971","10kV金五515线路三岔口东沟公变",43.3,0,"赵智群","2025-09-01"]
["承德市供电公司","滦平县供电分公司","虎什哈镇供电所","虎什哈镇","西庙沟村","1502717972","电网_10kV金五515线路西庙沟五组公变新",30,0,"赵智群","2025-09-01"]
["承德市供电公司","滦平县供电分公司","虎什哈镇供电所","虎什哈镇","西庙沟村","1502717973","电网_10kV金五515线路西庙沟三组公变",30,0,"赵智群","2025-09-01"]
["承德市供电公司","滦平县供电分公司","虎什哈镇供电所","虎什哈镇","金台子村石墙子","1502717975","10kV金五515线路石墙子公变",100,0,"赵智群","2025-09-01"]
["承德市供电公司","滦平县供电分公司","虎什哈镇供电所","五道营子满族乡","大营子村","1502717977","电网_10kV金五515线路大营子公变",72.28,0,"赵智群","2025-09-01"]
["承德市供电公司","滦平县供电分公司","虎什哈镇供电所","五道营子满族乡","西甸子村","1502717978","电网_10kV金五515线路西甸子公变",63.5,0,"赵智群","2025-09-01"]
["承德市供电公司","滦平县供电分公司","虎什哈镇供电所","五道营子满族乡","西甸子村杏树下","1502717979","电网_10kV金五515线路杏树下公变",39.75,0,"赵智群","2025-09-01"]
["承德市供电公司","滦平县供电分公司","虎什哈镇供电所","五道营子满族乡","大营子村大栅子","1502717981","电网_10kV金五515线路大栅子公变",45.55,0,"赵智群","2025-09-01"]
["承德市供电公司","滦平县供电分公司","虎什哈镇供电所","五道营子满族乡","西甸子村大东沟","1502717982","10kV金五515线路东沟门公变",80,0,"赵智群","2025-09-01"]
["承德市供电公司","滦平县供电分公司","虎什哈镇供电所","五道营子满族乡","五道营子村","1502717983","10kV金五515线路五道营二公变",93.52,0,"赵智群","2025-09-01"]
["承德市供电公司","滦平县供电分公司","虎什哈镇供电所","五道营子满族乡","五道营子村","1502717984","电网_10kV金五515线路五道营一公变",264.57,0,"赵智群","2025-09-01"]
["承德市供电公司","滦平县供电分公司","虎什哈镇供电所","五道营子满族乡","五道营子村朱营子","1502717985","10kV金五515线路朱营子公变",196.76,0,"赵智群","2025-09-01"]
["承德市供电公司","滦平县供电分公司","虎什哈镇供电所","五道营子满族乡","上台子村","1502717987","电网_10kV金五515线路上台子公变",16.825000000000003,0,"赵智群","2025-09-01"]
["承德市供电公司","滦平县供电分公司","虎什哈镇供电所","五道营子满族乡","老米沟村范家沟","1502717988","电网_10kV金五515线路范家沟公变",68.125,0,"赵智群","2025-09-01"]
["承德市供电公司","滦平县供电分公司","虎什哈镇供电所","五道营子满族乡","老米沟村","1502717989","电网_10kV金五515线路老米沟公变",100,0,"赵智群","2025-09-01"]
["承德市供电公司","滦平县供电分公司","虎什哈镇供电所","五道营子满族乡","老米沟村关门山子","1502717990","电网_10kV金五515线路关门山子公变",23.4,0,"赵智群","2025-09-01"]
["承德市供电公司","滦平县供电分公司","虎什哈镇供电所","五道营子满族乡","老米沟村柳树下","1502717991","电网_10kV金五515线路柳树下公变",25.8,0,"赵智群","2025-09-01"]
["承德市供电公司","滦平县供电分公司","虎什哈镇供电所","虎什哈镇","三道河村","1502717993","10kV虎七512线路三道河三号公变",400,0,"赵智群","2025-09-01"]
["承德市供电公司","滦平县供电分公司","虎什哈镇供电所","虎什哈镇","三道河村","1502717994","电网_10kV虎七512线路10kV虎七512线路三道河一公变",160,0,"赵智群","2025-09-01"]
["承德市供电公司","滦平县供电分公司","虎什哈镇供电所","虎什哈镇","三道河村","1502717995","电网_10kV虎七512线路10kV虎七512线路三道河二公变",100,0,"赵智群","2025-09-01"]
["承德市供电公司","滦平县供电分公司","虎什哈镇供电所","虎什哈镇","猴山村韭菜沟","1502718000","10kV虎七512线路10kV虎七512线路韭菜沟公变",10.799999999999997,0,"赵智群","2025-09-01"]
["承德市供电公司","滦平县供电分公司","虎什哈镇供电所","虎什哈镇","猴山村大南沟","1502718001","电网_10kV虎七512线路10kV虎七512线路大南沟公变",30.700000000000003,0,"赵智群","2025-09-01"]
["承德市供电公司","滦平县供电分公司","虎什哈镇供电所","虎什哈镇","猴山村四道梁","1502718003","电网_10kV虎七512线路10kV虎七512线路四道梁公变",50,0,"赵智群","2025-09-01"]
["承德市供电公司","滦平县供电分公司","虎什哈镇供电所","虎什哈镇","下王营村","1502718004","10kV虎七512线路10kV虎七512线路下王营公变",196.76,0,"赵智群","2025-09-01"]
["承德市供电公司","滦平县供电分公司","虎什哈镇供电所","虎什哈镇","邓厂村","1502718005","10kV虎七512线路10kV虎七512线路邓厂村公变",196.76,0,"赵智群","2025-09-01"]
["承德市供电公司","滦平县供电分公司","虎什哈镇供电所","虎什哈镇","高卧铺王卧铺","1502718006","电网_10kV虎七512线路10kV虎七512线路王卧铺公变",11.840000000000003,0,"赵智群","2025-09-01"]
["承德市供电公司","滦平县供电分公司","虎什哈镇供电所","虎什哈镇","高卧铺上王营村","1502718007","10kV虎七512线路10kV虎七512线路上王营公变",72.64,0,"赵智群","2025-09-01"]
["承德市供电公司","滦平县供电分公司","虎什哈镇供电所","虎什哈镇","高卧铺村","1502718008","电网_10kV虎七512线路10kV虎七512线路高卧铺公变",63.15,0,"赵智群","2025-09-01"]
["承德市供电公司","滦平县供电分公司","虎什哈镇供电所","虎什哈镇","高卧铺村米卧铺","1502718009","电网_10kV虎七512线路10kV虎七512线路米卧铺公变",30,0,"赵智群","2025-09-01"]
["承德市供电公司","滦平县供电分公司","虎什哈镇供电所","虎什哈镇","高卧铺村纪卧铺","1502718010","电网_10kV虎七512线路10kV虎七512线路纪卧铺公变",23.52,0,"赵智群","2025-09-01"]
["承德市供电公司","滦平县供电分公司","虎什哈镇供电所","虎什哈镇","虎什哈村镇直","1502718011","电网_10kV黄旗513线路镇直一公变",84.55000000000001,0,"赵智群","2025-09-01"]
["承德市供电公司","滦平县供电分公司","虎什哈镇供电所","虎什哈镇","虎什哈村镇直","1502718012","电网_10kV黄旗513线路镇直二公变",53.99000000000001,0,"赵智群","2025-09-01"]
["承德市供电公司","滦平县供电分公司","虎什哈镇供电所","虎什哈镇","虎什哈村镇直","1502718014","电网_10kV黄旗513线路镇直一新500公变",480,0,"赵智群","2025-09-01"]
["承德市供电公司","滦平县供电分公司","虎什哈镇供电所","虎什哈镇","西北沟村","1502718015","电网_10kV黄旗513线路西北沟一组新公变",200,0,"赵智群","2025-09-01"]
["承德市供电公司","滦平县供电分公司","虎什哈镇供电所","虎什哈镇","西北沟村","1502718017","电网_10kV黄旗513线路西北沟三组公变",53.69999999999999,0,"赵智群","2025-09-01"]
["承德市供电公司","滦平县供电分公司","虎什哈镇供电所","虎什哈镇","西北沟村","1502718018","电网_10kV黄旗513线路西北沟二组一公变400",81.11000000000001,0,"赵智群","2025-09-01"]
["承德市供电公司","滦平县供电分公司","虎什哈镇供电所","虎什哈镇","桲树下村孟地沟","1502718019","电网_10kV黄旗513线路孟地沟公变",21.200000000000003,0,"赵智群","2025-09-01"]
["承德市供电公司","滦平县供电分公司","虎什哈镇供电所","虎什哈镇","虎什哈村黄旗","1502718028","电网_10kV黄旗513线路黄旗一公变",147.05,0,"赵智群","2025-09-01"]
["承德市供电公司","滦平县供电分公司","虎什哈镇供电所","虎什哈镇","西营坊村","1502718030","电网_虎大511线路红旗公变",82,0,"赵智群","2025-09-01"]
["承德市供电公司","滦平县供电分公司","虎什哈镇供电所","虎什哈镇","大河北村岗子","1502718031","10kV虎大511线路岗子四号公变",386.8,0,"赵智群","2025-09-01"]
["承德市供电公司","滦平县供电分公司","虎什哈镇供电所","虎什哈镇","北狮沟村","1502718033","电网_10kV金五515线路北狮沟三组公变",100,0,"赵智群","2025-09-01"]
["承德市供电公司","滦平县供电分公司","虎什哈镇供电所","虎什哈镇","北狮沟村","1502718034","电网_10kV金五515线路北狮沟公变",23.629999999999995,0,"赵智群","2025-09-01"]
["承德市供电公司","滦平县供电分公司","虎什哈镇供电所","五道营子满族乡","上台子村五天明沟","1502718035","电网_10kV金五515线路五条明沟公变",10,0,"赵智群","2025-09-01"]
["承德市供电公司","滦平县供电分公司","虎什哈镇供电所","虎什哈镇","虎什哈村后街","1502718037","电网_10kV黄旗513线路后街一公变",124.06,0,"赵智群","2025-09-01"]
["承德市供电公司","滦平县供电分公司","安纯沟门镇供电所","平坊乡","路营村","1502718429","10kV滦小519线路路营五组公变",76.5,0,"谢静","2025-09-01"]
["承德市供电公司","滦平县供电分公司","虎什哈镇供电所","五道营子满族乡","石坡子村","1502718441","电网_10kV金五515线路石坡子公变",48.08,0,"赵智群","2025-09-01"]
["承德市供电公司","滦平县供电分公司","虎什哈镇供电所","五道营子满族乡","石坡子村吕营子","1502718443","电网_10kV金五515线路吕营子公变",50,0,"赵智群","2025-09-01"]
["承德市供电公司","滦平县供电分公司","虎什哈镇供电所","五道营子满族乡","石坡子村马营子","1502718444","10kV金五515线路马营子公变",50,0,"赵智群","2025-09-01"]
["承德市供电公司","滦平县供电分公司","安纯沟门镇供电所","平坊乡","五道河村","1502718952","电网_虎大511线路二道河公变",90.28,0,"谢静","2025-09-01"]
["承德市供电公司","滦平县供电分公司","安纯沟门镇供电所","平坊乡","小白旗村","1502718953","虎大511线路北沟变公变",10,0,"谢静","2025-09-01"]
["承德市供电公司","滦平县供电分公司","安纯沟门镇供电所","平坊乡","小白旗村","1502718954","电网_虎大511线路小白旗公变",250.26,0,"谢静","2025-09-01"]
["承德市供电公司","滦平县供电分公司","安纯沟门镇供电所","平坊乡","小白旗村","1502718955","电网_虎大511线路庙沟公变",24.770000000000003,0,"谢静","2025-09-01"]
["承德市供电公司","滦平县供电分公司","安纯沟门镇供电所","平坊乡","上瓦房村","1502718956","电网_虎大511线路上瓦房公变",26.590000000000003,0,"谢静","2025-09-01"]
["承德市供电公司","滦平县供电分公司","安纯沟门镇供电所","平坊乡","上瓦房村","1502718957","电网_虎大511线路东台公变",30,0,"谢静","2025-09-01"]
["承德市供电公司","滦平县供电分公司","安纯沟门镇供电所","平坊乡","上瓦房村","1502718958","电网_虎大511线路小西沟公变",30,0,"谢静","2025-09-01"]
["承德市供电公司","滦平县供电分公司","安纯沟门镇供电所","平坊乡","上瓦房村","1502718959","电网_虎大511线路闫家西沟公变",80,0,"谢静","2025-09-01"]
["承德市供电公司","滦平县供电分公司","安纯沟门镇供电所","安纯沟门镇","上瓦房村","1502718960","虎大511线路闫家公变",50,0,"谢静","2025-09-01"]
["承德市供电公司","滦平县供电分公司","安纯沟门镇供电所","平坊乡","偏岭村","1502718961","10kV滦小519线路偏岭公变",20.584999999999994,0,"谢静","2025-09-01"]
["承德市供电公司","滦平县供电分公司","安纯沟门镇供电所","平坊乡","黄木沟村","1502718962","10kV滦小519线路黄木沟一组公变",84,0,"谢静","2025-09-01"]
["承德市供电公司","滦平县供电分公司","安纯沟门镇供电所","平坊乡","马圈子村","1502718963","10kV滦小519线路银窝沟三组公变",38.29,0,"谢静","2025-09-01"]
["承德市供电公司","滦平县供电分公司","安纯沟门镇供电所","平坊乡","马圈子村","1502718964","10kV滦小519线路银窝沟五组公变",25,0,"谢静","2025-09-01"]
["承德市供电公司","滦平县供电分公司","安纯沟门镇供电所","平坊乡","平坊村","1502718965","电网_10kV滦小519线路梨树沟门公变",164.92,0,"谢静","2025-09-01"]
["承德市供电公司","滦平县供电分公司","安纯沟门镇供电所","平坊乡","平坊村","1502718966","10kV滦小519线路平坊村平坊公变",75.665,0,"谢静","2025-09-01"]
["承德市供电公司","滦平县供电分公司","安纯沟门镇供电所","平坊乡","十八盘村","1502718967","电网_10kV滦小519线路十八盘公变",132.86,0,"谢静","2025-09-01"]
["承德市供电公司","滦平县供电分公司","安纯沟门镇供电所","平坊乡","十八盘村","1502718968","10kV滦小519线路小要子沟公变",100,0,"谢静","2025-09-01"]
["承德市供电公司","滦平县供电分公司","安纯沟门镇供电所","平坊乡","平坊村","1502718969","10kV滦小519线路要子沟二台区公变",25,0,"谢静","2025-09-01"]
["承德市供电公司","滦平县供电分公司","安纯沟门镇供电所","平坊乡","于营村","1502718970","10kV滦小519线路于营五组公变",72,0,"谢静","2025-09-01"]
["承德市供电公司","滦平县供电分公司","安纯沟门镇供电所","平坊乡","于营村","1502718971","10kV滦小519线路马场公变",30,0,"谢静","2025-09-01"]
["承德市供电公司","滦平县供电分公司","安纯沟门镇供电所","平坊乡","平坊村","1502718972","电网_10kV滦小519线路下洼子公变",100,0,"谢静","2025-09-01"]
["承德市供电公司","滦平县供电分公司","安纯沟门镇供电所","平坊乡","路营村","1502718973","10kV滦小519线路营坊公变",135.155,0,"谢静","2025-09-01"]
["承德市供电公司","滦平县供电分公司","安纯沟门镇供电所","平坊乡","十八盘村","1502718974","10kV滦小519线路小乔木沟门公变",22.980000000000004,0,"谢静","2025-09-01"]
["承德市供电公司","滦平县供电分公司","安纯沟门镇供电所","安纯沟门镇","杨树沟门村","1502718975","10kV滦小519线路康大洼公变",32.739999999999995,0,"谢静","2025-09-01"]
["承德市供电公司","滦平县供电分公司","安纯沟门镇供电所","平坊乡","十八盘村","1502718976","10kV滦小519线路小乔木沟公变",30.519999999999996,0,"谢静","2025-09-01"]
["承德市供电公司","滦平县供电分公司","安纯沟门镇供电所","平坊乡","马圈子村","1502718977","10kV滦小519线路马圈子公变",100,0,"谢静","2025-09-01"]
["承德市供电公司","滦平县供电分公司","安纯沟门镇供电所","平坊乡","马圈子村","1502718978","10kV滦小519线路银窝沟一四组公变",24.379999999999995,0,"谢静","2025-09-01"]
["承德市供电公司","滦平县供电分公司","安纯沟门镇供电所","平坊乡","东山村","1502718979","10kV滦小519线路西山一组公变",40.625,0,"谢静","2025-09-01"]
["承德市供电公司","滦平县供电分公司","安纯沟门镇供电所","平坊乡","东山村","1502718980","10kV滦小519线路小乔木沟脑公变",20.625,0,"谢静","2025-09-01"]
["承德市供电公司","滦平县供电分公司","安纯沟门镇供电所","平坊乡","东山村","1502718981","10kV滦小519线路东山公变",81.25,0,"谢静","2025-09-01"]
["承德市供电公司","滦平县供电分公司","安纯沟门镇供电所","安纯沟门镇","安纯沟门村","1502718982","10kV滦小519线路安纯沟门公变",190.28,0,"谢静","2025-09-01"]
["承德市供电公司","滦平县供电分公司","安纯沟门镇供电所","安纯沟门镇","李栅子村","1502718983","10kV滦小519线路白沙沟公变",100,0,"谢静","2025-09-01"]
["承德市供电公司","滦平县供电分公司","安纯沟门镇供电所","安纯沟门镇","平坊村","1502718984","10kV滦小519线路大乔木沟公变",59.17,0,"谢静","2025-09-01"]
["承德市供电公司","滦平县供电分公司","安纯沟门镇供电所","安纯沟门镇","曹营","1502718985","10kV滦小519线路曹营公变",95.05,0,"谢静","2025-09-01"]
["承德市供电公司","滦平县供电分公司","安纯沟门镇供电所","平坊乡","东山村","1502718987","10kV滦小519线路东山五组公变",30.485,0,"谢静","2025-09-01"]
["承德市供电公司","滦平县供电分公司","安纯沟门镇供电所","安纯沟门镇","东营村","1502718988","10kV滦小519线路二道沟里公变",30,0,"谢静","2025-09-01"]
["承德市供电公司","滦平县供电分公司","安纯沟门镇供电所","安纯沟门镇","东营村","1502718989","10kV滦小519线路二道沟外公变",22.239999999999995,0,"谢静","2025-09-01"]
["承德市供电公司","滦平县供电分公司","安纯沟门镇供电所","安纯沟门镇","桑园村","1502718990","10kV滦小519线路头道沟门公变",100,0,"谢静","2025-09-01"]
["承德市供电公司","滦平县供电分公司","安纯沟门镇供电所","安纯沟门镇","杨树沟门村","1502718991","10kV滦小519线路杨树沟门公变",30,0,"谢静","2025-09-01"]
["承德市供电公司","滦平县供电分公司","安纯沟门镇供电所","安纯沟门镇","安纯沟门村","1502718992","10kV滦小519线路水泉沟门公变",55,0,"谢静","2025-09-01"]
["承德市供电公司","滦平县供电分公司","安纯沟门镇供电所","安纯沟门镇","安纯沟门村","1502718993","10kV滦小519线路河南营公变",100,0,"谢静","2025-09-01"]
["承德市供电公司","滦平县供电分公司","安纯沟门镇供电所","安纯沟门镇","安纯沟门村","1502718994","10kV滦小519线路卢营公变",100,0,"谢静","2025-09-01"]
["承德市供电公司","滦平县供电分公司","安纯沟门镇供电所","安纯沟门镇","骡子沟村","1502718995","10kV滦小519线路穿心碾子公变",96.76,0,"谢静","2025-09-01"]
["承德市供电公司","滦平县供电分公司","安纯沟门镇供电所","安纯沟门镇","骡子沟村","1502718996","10kV滦小519线路骡子沟一二公变",50,0,"谢静","2025-09-01"]
["承德市供电公司","滦平县供电分公司","安纯沟门镇供电所","安纯沟门镇","骡子沟村","1502718997","10kV滦小519线路红花沟公变",100,0,"谢静","2025-09-01"]
["承德市供电公司","滦平县供电分公司","安纯沟门镇供电所","安纯沟门镇","东营村","1502718998","10kV滦小519线路西营公变",100,0,"谢静","2025-09-01"]
["承德市供电公司","滦平县供电分公司","安纯沟门镇供电所","安纯沟门镇","东营村","1502718999","10kV滦小519线路东营七十亩地公变",100,0,"谢静","2025-09-01"]
["承德市供电公司","滦平县供电分公司","安纯沟门镇供电所","安纯沟门镇","安纯沟门村","1502719000","10kV滦小519线路小石盘沟公变",50,0,"谢静","2025-09-01"]
["承德市供电公司","滦平县供电分公司","安纯沟门镇供电所","安纯沟门镇","杨树沟门村","1502719001","10kV滦小519线路葛营公变",100,0,"谢静","2025-09-01"]
["承德市供电公司","滦平县供电分公司","安纯沟门镇供电所","安纯沟门镇","双栅子村","1502719002","10kV滦小519线路下沟公变",30,0,"谢静","2025-09-01"]
["承德市供电公司","滦平县供电分公司","安纯沟门镇供电所","安纯沟门镇","双栅子村","1502719003","10kV滦小519线路西双栅子公变",27.75,0,"谢静","2025-09-01"]
["承德市供电公司","滦平县供电分公司","安纯沟门镇供电所","安纯沟门镇","双栅子村","1502719004","10kV滦小519线路石门公变",50.625,0,"谢静","2025-09-01"]
["承德市供电公司","滦平县供电分公司","安纯沟门镇供电所","安纯沟门镇","双栅子村","1502719005","电网_10kV滦小519线路两间房公变",30,0,"谢静","2025-09-01"]
["承德市供电公司","滦平县供电分公司","安纯沟门镇供电所","安纯沟门镇","双栅子村","1502719006","10kV滦小519线路下水泉公变",45.625,0,"谢静","2025-09-01"]
["承德市供电公司","滦平县供电分公司","安纯沟门镇供电所","安纯沟门镇","双栅子村","1502719007","10kV滦小519线路上水泉公变",19.655,0,"谢静","2025-09-01"]
["承德市供电公司","滦平县供电分公司","安纯沟门镇供电所","安纯沟门镇","曹营村","1502719008","10kV滦小519线路高窝铺公变",46.76,0,"谢静","2025-09-01"]
["承德市供电公司","滦平县供电分公司","安纯沟门镇供电所","平坊乡","东山村","1502719009","10kV滦小519线路平坊乡西山公变",60,0,"谢静","2025-09-01"]
["承德市供电公司","滦平县供电分公司","安纯沟门镇供电所","平坊乡","黄木沟村","1502719011","10kV滦小519线路黄木沟公变",22.019999999999996,0,"谢静","2025-09-01"]
["承德市供电公司","滦平县供电分公司","安纯沟门镇供电所","平坊乡","马圈子村","1502719012","10kV滦小519线路银窝沟二组公变",12,0,"谢静","2025-09-01"]
["承德市供电公司","滦平县供电分公司","安纯沟门镇供电所","平坊乡","平坊村","1502719013","10kV滦小519线路平坊乡直公变",50.5,0,"谢静","2025-09-01"]
["承德市供电公司","滦平县供电分公司","安纯沟门镇供电所","平坊乡","于营村","1502719014","电网_10kV滦小519线路于营公变",40.385,0,"谢静","2025-09-01"]
["承德市供电公司","滦平县供电分公司","安纯沟门镇供电所","安纯沟门镇","东营村","1502719015","10kV滦小519线路东营公变",200,0,"谢静","2025-09-01"]
["承德市供电公司","滦平县供电分公司","安纯沟门镇供电所","安纯沟门镇","骡子沟村","1502719016","10kV滦小519线路骡子沟门公变",45.5,0,"谢静","2025-09-01"]
["承德市供电公司","滦平县供电分公司","安纯沟门镇供电所","安纯沟门镇","骡子沟村","1502719017","10kV滦小519线路骡子沟五六队公变",27.06,0,"谢静","2025-09-01"]
["承德市供电公司","滦平县供电分公司","安纯沟门镇供电所","安纯沟门镇","桑园村","1502719018","10kV滦小519线路桑园公变",86.225,0,"谢静","2025-09-01"]
["承德市供电公司","滦平县供电分公司","安纯沟门镇供电所","安纯沟门镇","杨树沟门村","1502719019","10kV滦小519线路杨门综合公变",100,0,"谢静","2025-09-01"]
["承德市供电公司","滦平县供电分公司","安纯沟门镇供电所","安纯沟门镇","谭营村","1502719020","10kV滦小519线路谭营公变",17.1,0,"谢静","2025-09-01"]
["承德市供电公司","滦平县供电分公司","安纯沟门镇供电所","安纯沟门镇","双栅子村","1502719021","10kV滦小519线路徐营公变",41.22,0,"谢静","2025-09-01"]
["承德市供电公司","滦平县供电分公司","安纯沟门镇供电所","安纯沟门镇","曹营村","1502719022","10kV滦小519线路宋树沟门公变",40,0,"谢静","2025-09-01"]
["承德市供电公司","滦平县供电分公司","安纯沟门镇供电所","安纯沟门镇","李栅子村","1502719023","10kV滦小519线路李栅子公变",22.379999999999995,0,"谢静","2025-09-01"]
["承德市供电公司","滦平县供电分公司","安纯沟门镇供电所","安纯沟门镇","李栅子村","1502719024","10kV滦小519线路熊沟公变",100,0,"谢静","2025-09-01"]
["承德市供电公司","滦平县供电分公司","安纯沟门镇供电所","平坊乡","平坊村","1502719025","电网_10kV滦小519线路要子沟公变",165,0,"谢静","2025-09-01"]
["承德市供电公司","滦平县供电分公司","安纯沟门镇供电所","安纯沟门镇","骡子沟村","1502719026","10kV滦小519线路榆木沟公变",100,0,"谢静","2025-09-01"]
["承德市供电公司","滦平县供电分公司","安纯沟门镇供电所","安纯沟门镇","骡子沟村","1502719027","10kV滦小519线路谷山公变",100,0,"谢静","2025-09-01"]
["承德市供电公司","滦平县供电分公司","安纯沟门镇供电所","安纯沟门镇","五道河村","1502720591","虎大511线路八道河公变",100,0,"谢静","2025-09-01"]
["承德市供电公司","滦平县供电分公司","安纯沟门镇供电所","安纯沟门镇","五道河村","1502720592","虎大511线路五道河公变",93.52,0,"谢静","2025-09-01"]
["承德市供电公司","滦平县供电分公司","安纯沟门镇供电所","安纯沟门镇","上瓦房村","1502720593","电网_虎大511线路曹卧铺公变",30.125,0,"谢静","2025-09-01"]
["承德市供电公司","滦平县供电分公司","安纯沟门镇供电所","安纯沟门镇","上瓦房村","1502720594","虎大511线路下瓦房公变",23.010000000000005,0,"谢静","2025-09-01"]
["承德市供电公司","滦平县供电分公司","安纯沟门镇供电所","安纯沟门镇","五道河村","1502720595","电网_虎大511线路二道河新村公变",20,0,"谢静","2025-09-01"]
["承德市供电公司","滦平县供电分公司","安纯沟门镇供电所","安纯沟门镇","五道河村","1502720596","电网_虎大511线路平甸子公变",87.25,0,"谢静","2025-09-01"]
["承德市供电公司","滦平县供电分公司","安纯沟门镇供电所","安纯沟门镇","小白旗村","1502720597","电网_虎大511线路原小白旗乡直公变",34.55,0,"谢静","2025-09-01"]
["承德市供电公司","滦平县供电分公司","安纯沟门镇供电所","安纯沟门镇","上瓦房村","1502720598","电网_虎大511线路林营公变",21.66,0,"谢静","2025-09-01"]
["承德市供电公司","滦平县供电分公司","安纯沟门镇供电所","安纯沟门镇","东营村","1502720599","电网_10kV滦小519线路西营北沟门公变",196.76,0,"谢静","2025-09-01"]
["承德市供电公司","滦平县供电分公司","巴克什营镇供电所","巴克什营镇","巴克什营村","1502724210","电网_10kV巴营513线路二寨北沟公变",42.985,0,"张睿敏","2025-09-01"]
["承德市供电公司","滦平县供电分公司","金沟屯镇供电所","金沟屯镇","黑沟门村","1502724813","金西黑沟门公变",40.099999999999994,0,"赵永军","2025-09-01"]
["承德市供电公司","滦平县供电分公司","金沟屯镇供电所","西沟满族乡","朝梁后村","1502725120","电网_西大朝梁后公变",50,0,"赵永军","2025-09-01"]
["承德市供电公司","滦平县供电分公司","红旗镇供电所","红旗镇","红旗村","1502759627","红梁511线路红旗南公变",156.52,0,"杜正舟","2025-09-01"]
["承德市供电公司","滦平县供电分公司","红旗镇供电所","红旗镇","南窑村","1502759628","红梁511线路南窑公变",53.28999999999999,0,"杜正舟","2025-09-01"]
["承德市供电公司","滦平县供电分公司","红旗镇供电所","红旗镇","里台村","1502759629","红小512线路里台台区公变",39.52,0,"杜正舟","2025-09-01"]
["承德市供电公司","滦平县供电分公司","红旗镇供电所","红旗镇","大苇子沟村","1502759630","红小512线路大苇子沟公变",48.27,0,"杜正舟","2025-09-01"]
["承德市供电公司","滦平县供电分公司","红旗镇供电所","红旗镇","大沟村","1502759631","电网_红小512线路大沟新村公变",32.36,0,"杜正舟","2025-09-01"]
["承德市供电公司","滦平县供电分公司","红旗镇供电所","红旗镇","大沟村","1502759632","电网_红小512线路水泉沟公变",49.69999999999999,0,"杜正舟","2025-09-01"]
["承德市供电公司","滦平县供电分公司","巴克什营镇供电所","巴克什营镇","古城川村","1502759762","电网_10kV巴两516线路古城川桥头公变",100,0,"张睿敏","2025-09-01"]
["承德市供电公司","滦平县供电分公司","张百湾镇供电所","张百湾镇","下洼子村","1502759764","蓝旗517黄营子东台公变",22.450000000000003,0,"贾琼","2025-09-01"]
["承德市供电公司","滦平县供电分公司","两间房镇供电所","两间房镇","三道沟村","1502759794","电网_二道沟梁东公变",50,0,"刘宗海","2025-09-01"]
["承德市供电公司","滦平县供电分公司","红旗镇供电所","小营镇","哈叭沁村","1502759796","电网_小哈522线路下哈公变",316.4,0,"杜正舟","2025-09-01"]
["承德市供电公司","滦平县供电分公司","红旗镇供电所","小营镇","哈叭沁村","1502759797","小哈522线路下哈东公变",76.3,0,"杜正舟","2025-09-01"]
["承德市供电公司","滦平县供电分公司","红旗镇供电所","小营镇","平顶山村","1502759798","小哈522线路平顶山公变",23.52,0,"杜正舟","2025-09-01"]
["承德市供电公司","滦平县供电分公司","红旗镇供电所","小营镇","外铺村","1502759799","电网_小哈522线路东沟脑公变",96.76,0,"杜正舟","2025-09-01"]
["承德市供电公司","滦平县供电分公司","红旗镇供电所","小营镇","马门村","1502759800","小哈522线路马门新村公变",135.01,0,"杜正舟","2025-09-01"]
["承德市供电公司","滦平县供电分公司","红旗镇供电所","小营镇","哈叭沁村","1502759801","小哈522线路下哈新村公变",388.32,0,"杜正舟","2025-09-01"]
["承德市供电公司","滦平县供电分公司","红旗镇供电所","小营镇","哈叭沁村","1502759803","电网_小哈522线路上哈公变",145.6,0,"杜正舟","2025-09-01"]
["承德市供电公司","滦平县供电分公司","红旗镇供电所","小营镇","三家村","1502759804","小哈522线路三家公变",24.340000000000003,0,"杜正舟","2025-09-01"]
["承德市供电公司","滦平县供电分公司","红旗镇供电所","小营镇","小营村","1502759805","小付525线路小营北公变",291.28,0,"杜正舟","2025-09-01"]
["承德市供电公司","滦平县供电分公司","红旗镇供电所","红旗镇","塔子沟村","1502759866","红白513线路塔子沟公变",51.06,0,"杜正舟","2025-09-01"]
["承德市供电公司","滦平县供电分公司","红旗镇供电所","红旗镇","塔子沟村","1502759867","电网_红白513线路塔子沟新村公变",53.115,0,"杜正舟","2025-09-01"]
["承德市供电公司","滦平县供电分公司","红旗镇供电所","红旗镇","塔子沟村","1502759868","电网_红白513线路塔子沟北岔公变",30,0,"杜正舟","2025-09-01"]
["承德市供电公司","滦平县供电分公司","红旗镇供电所","红旗镇","杨树沟村","1502759949","红白513线路杨树沟北沟脑公变",21.040000000000006,0,"杜正舟","2025-09-01"]
["承德市供电公司","滦平县供电分公司","红旗镇供电所","红旗镇","杨树沟村","1502759950","红白513线路杨树沟北岔公变",22.36,0,"杜正舟","2025-09-01"]
["承德市供电公司","滦平县供电分公司","红旗镇供电所","红旗镇","塔子沟村","1502759951","红白513线路塔子沟南岔公变",28.224999999999994,0,"杜正舟","2025-09-01"]
["承德市供电公司","滦平县供电分公司","红旗镇供电所","小营镇","闫庄村","1502760132","电网_小付525线路郭营公变",43.815,0,"杜正舟","2025-09-01"]
["承德市供电公司","滦平县供电分公司","红旗镇供电所","小营镇","小营村","1502760133","小付525线路小营新村公变",155.72,0,"杜正舟","2025-09-01"]
["承德市供电公司","滦平县供电分公司","红旗镇供电所","红旗镇","大沟村","1502760134","电网_红小512线路廉围子公变",56.1,0,"杜正舟","2025-09-01"]
["承德市供电公司","滦平县供电分公司","红旗镇供电所","红旗镇","杨树沟门村","1502760135","电网_红白513线路杨树沟门公变",25.319999999999993,0,"杜正舟","2025-09-01"]
["承德市供电公司","滦平县供电分公司","红旗镇供电所","红旗镇","塔子沟村","1502760136","红白513线路塔子沟西公变",77.93,0,"杜正舟","2025-09-01"]
["承德市供电公司","滦平县供电分公司","红旗镇供电所","红旗镇","河东村","1502760137","红白513线路河东公变",43.56999999999999,0,"杜正舟","2025-09-01"]
["承德市供电公司","滦平县供电分公司","红旗镇供电所","小营镇","外铺村","1502760140","小哈522线路外铺公变",26.290000000000006,0,"杜正舟","2025-09-01"]
["承德市供电公司","滦平县供电分公司","红旗镇供电所","小营镇","二道沟门村","1502760291","小付525线路周台公变",30,0,"杜正舟","2025-09-01"]
["承德市供电公司","滦平县供电分公司","红旗镇供电所","红旗镇","红旗村","1502760448","红梁511线路红旗西大地公变",50.400000000000006,0,"杜正舟","2025-09-01"]
["承德市供电公司","滦平县供电分公司","红旗镇供电所","红旗镇","桥头村","1502760449","电网_红梁511线路桥头新村公变",100,0,"杜正舟","2025-09-01"]
["承德市供电公司","滦平县供电分公司","红旗镇供电所","红旗镇","桥头村","1502760450","红梁511线路桥头东营公变",155,0,"杜正舟","2025-09-01"]
["承德市供电公司","滦平县供电分公司","红旗镇供电所","红旗镇","北大坡村","1502760451","红梁511线路北大坡公变",93.88,0,"杜正舟","2025-09-01"]
["承德市供电公司","滦平县供电分公司","红旗镇供电所","红旗镇","桥头村","1502760452","电网_红梁511线路桥头东公变",80,0,"杜正舟","2025-09-01"]
["承德市供电公司","滦平县供电分公司","红旗镇供电所","红旗镇","桥头村","1502760454","红梁511线路桥头西公变",39.05,0,"杜正舟","2025-09-01"]
["承德市供电公司","滦平县供电分公司","红旗镇供电所","红旗镇","桥头村","1502760455","红梁511线路碾子沟公变",82.77,0,"杜正舟","2025-09-01"]
["承德市供电公司","滦平县供电分公司","红旗镇供电所","红旗镇","桥头村","1502760456","红梁511线路梁底下公变",33.765,0,"杜正舟","2025-09-01"]
["承德市供电公司","滦平县供电分公司","红旗镇供电所","红旗镇","南白旗村","1502760457","红白513线路四间房公变",25.095,0,"杜正舟","2025-09-01"]
["承德市供电公司","滦平县供电分公司","红旗镇供电所","红旗镇","半砬子村","1502760458","电网_红白513线路半砬子公变",37.86,0,"杜正舟","2025-09-01"]
["承德市供电公司","滦平县供电分公司","红旗镇供电所","红旗镇","东沟村","1502760459","红白513线路东沟公变",360,0,"杜正舟","2025-09-01"]
["承德市供电公司","滦平县供电分公司","红旗镇供电所","红旗镇","东沟村","1502760460","红白513线路东沟里公变",200,0,"杜正舟","2025-09-01"]
["承德市供电公司","滦平县供电分公司","红旗镇供电所","红旗镇","南白旗村","1502760461","电网_红白513线路南白旗公变",48.78,0,"杜正舟","2025-09-01"]
["承德市供电公司","滦平县供电分公司","红旗镇供电所","红旗镇","南白旗村","1502760462","红白513线路南白旗后地公变",150.565,0,"杜正舟","2025-09-01"]
["承德市供电公司","滦平县供电分公司","红旗镇供电所","红旗镇","曹碾地村","1502760463","红白513线路槽碾地公变",161.2,0,"杜正舟","2025-09-01"]
["承德市供电公司","滦平县供电分公司","红旗镇供电所","红旗镇","杨树沟门村","1502760464","电网_红白513线路杨树沟门新村公变",200,0,"杜正舟","2025-09-01"]
["承德市供电公司","滦平县供电分公司","红旗镇供电所","红旗镇","西沟村","1502760467","红白513线路西沟石门公变",100,0,"杜正舟","2025-09-01"]
["承德市供电公司","滦平县供电分公司","红旗镇供电所","红旗镇","杨树沟村","1502760468","红白513线路杨树沟南岔公变",68.32,0,"杜正舟","2025-09-01"]
["承德市供电公司","滦平县供电分公司","红旗镇供电所","小营镇","铁马村","1502760546","小哈522线路盆窑东沟门公变",115.67000000000002,0,"杜正舟","2025-09-01"]
["承德市供电公司","滦平县供电分公司","红旗镇供电所","小营镇","铁马村","1502760547","小哈522线路铁马新村公变",67.5,0,"杜正舟","2025-09-01"]
["承德市供电公司","滦平县供电分公司","红旗镇供电所","小营镇","铁马村","1502760548","小哈522线路铁马公变",160,0,"杜正舟","2025-09-01"]
["承德市供电公司","滦平县供电分公司","红旗镇供电所","小营镇","盆窑村","1502760549","小哈522线路盆窑公变",57.59,0,"杜正舟","2025-09-01"]
["承德市供电公司","滦平县供电分公司","红旗镇供电所","小营镇","马门村","1502760550","小哈522线路马门北公变",36.17,0,"杜正舟","2025-09-01"]
["承德市供电公司","滦平县供电分公司","红旗镇供电所","小营镇","马门村","1502760551","小哈522线路马门公变",36.72,0,"杜正舟","2025-09-01"]
["承德市供电公司","滦平县供电分公司","红旗镇供电所","红旗镇","桥头村","1502760552","红梁511线路梁底下东公变",100,0,"杜正舟","2025-09-01"]
["承德市供电公司","滦平县供电分公司","红旗镇供电所","红旗镇","河东村","1502760584","红白513线路河东新村公变",154.02,0,"杜正舟","2025-09-01"]
["承德市供电公司","滦平县供电分公司","红旗镇供电所","红旗镇","西沟村","1502760585","红白513线路西沟门公变",129.41000000000003,0,"杜正舟","2025-09-01"]
["承德市供电公司","滦平县供电分公司","滦平镇供电所","滦平镇","西台子","1502761113","电网_城区51510kV城区515线路西台子1-2队公变",50,0,"梁海菊","2025-09-01"]
["承德市供电公司","滦平县供电分公司","两间房镇供电所","两间房镇","三岔口村","1502761116","红石岩公变",81.46000000000001,0,"刘宗海","2025-09-01"]
["承德市供电公司","滦平县供电分公司","两间房镇供电所","两间房镇","大古道村","1502761117","南沟公变",73.8,0,"刘宗海","2025-09-01"]
["承德市供电公司","滦平县供电分公司","红旗镇供电所","红旗镇","红旗村","1502761124","红梁511线路红旗西公变",209.8,0,"杜正舟","2025-09-01"]
["承德市供电公司","滦平县供电分公司","两间房镇供电所","两间房镇","大古道村","1502761220","大古道公变",41.00999999999999,0,"刘宗海","2025-09-01"]
["承德市供电公司","滦平县供电分公司","两间房镇供电所","两间房镇","涝洼村","1502761227","涝洼公变",271.26,0,"刘宗海","2025-09-01"]
["承德市供电公司","滦平县供电分公司","两间房镇供电所","两间房镇","三岔口村","1502761228","庄户峪公变",50.58,0,"刘宗海","2025-09-01"]
["承德市供电公司","滦平县供电分公司","两间房镇供电所","两间房镇","三道沟村","1502761229","电网_铁营公变",36.78,0,"刘宗海","2025-09-01"]
["承德市供电公司","滦平县供电分公司","两间房镇供电所","两间房镇","三道沟村","1502761230","电网_五道梁公变",50,0,"刘宗海","2025-09-01"]
["承德市供电公司","滦平县供电分公司","两间房镇供电所","两间房镇","三道沟村","1502761231","五道沟公变",200,0,"刘宗海","2025-09-01"]
["承德市供电公司","滦平县供电分公司","两间房镇供电所","两间房镇","三道沟村","1502761232","电网_庙后沟公变",64,0,"刘宗海","2025-09-01"]
["承德市供电公司","滦平县供电分公司","两间房镇供电所","两间房镇","三道沟村","1502761233","电网_六道沟公变",100,0,"刘宗海","2025-09-01"]
["承德市供电公司","滦平县供电分公司","两间房镇供电所","两间房镇","三道沟村","1502761236","电网_二道沟公变",60,0,"刘宗海","2025-09-01"]
["承德市供电公司","滦平县供电分公司","两间房镇供电所","两间房镇","三道沟村","1502761238","电网_棋盘地公变",20.625,0,"刘宗海","2025-09-01"]
["承德市供电公司","滦平县供电分公司","两间房镇供电所","两间房镇","三道沟村","1502761239","电网_北洼公变",30,0,"刘宗海","2025-09-01"]
["承德市供电公司","滦平县供电分公司","两间房镇供电所","两间房镇","三岔口村","1502761241","电网_二铺公变",94.7,0,"刘宗海","2025-09-01"]
["承德市供电公司","滦平县供电分公司","两间房镇供电所","两间房镇","三岔口村","1502761242","电网_三岔口东公变",100,0,"刘宗海","2025-09-01"]
["承德市供电公司","滦平县供电分公司","红旗镇供电所","小营镇","二道沟门村","1502761337","小付525线路王营公变",35.2,0,"杜正舟","2025-09-01"]
["承德市供电公司","滦平县供电分公司","张百湾镇供电所","大屯镇","蔄子沟村","1502761367","10kV张东515线路漫子沟门公变",100,0,"贾琼","2025-09-01"]
["承德市供电公司","滦平县供电分公司","张百湾镇供电所","大屯镇","菸青村","1502761370","10kV张滦516线路大屯碾子沟公变",45.16999999999999,0,"贾琼","2025-09-01"]
["承德市供电公司","滦平县供电分公司","张百湾镇供电所","大屯镇","大屯村","1502761371","电网_10kV张滦516线路东山公变",70.13,0,"贾琼","2025-09-01"]
["承德市供电公司","滦平县供电分公司","张百湾镇供电所","大屯镇","大屯村","1502761372","电网_10kV张滦516线路二铺沟里公变",93.52,0,"贾琼","2025-09-01"]
["承德市供电公司","滦平县供电分公司","张百湾镇供电所","大屯镇","大屯村","1502761373","电网_10kV张滦516线路二铺公变",326.15999999999997,0,"贾琼","2025-09-01"]
["承德市供电公司","滦平县供电分公司","红旗镇供电所","红旗镇","大沟村","1502761394","红小512线路大沟台区公变",81.625,0,"杜正舟","2025-09-01"]
["承德市供电公司","滦平县供电分公司","红旗镇供电所","红旗镇","大沟村","1502761395","红小512线路大沟南公变",147.725,0,"杜正舟","2025-09-01"]
["承德市供电公司","滦平县供电分公司","红旗镇供电所","红旗镇","杨树沟村","1502761396","红白513线路杨树沟公变",85.2,0,"杜正舟","2025-09-01"]
["承德市供电公司","滦平县供电分公司","巴克什营镇供电所","巴克什营镇","巴克什营村","1502761551","电网_10kV巴营513线路二寨南沟东沟公变",100,0,"张睿敏","2025-09-01"]
["承德市供电公司","滦平县供电分公司","巴克什营镇供电所","巴克什营镇","巴克什营村","1502761552","电网_10kV巴营513线路二寨南沟桑家公变",56,0,"张睿敏","2025-09-01"]
["承德市供电公司","滦平县供电分公司","巴克什营镇供电所","巴克什营镇","巴克什营村","1502761554","电网_10kV巴营513线路麻地北山根公变",29.275000000000006,0,"张睿敏","2025-09-01"]
["承德市供电公司","滦平县供电分公司","巴克什营镇供电所","巴克什营镇","巴克什营村","1502761555","电网_10kV巴营513线路西街西梁公变",154.7,0,"张睿敏","2025-09-01"]
["承德市供电公司","滦平县供电分公司","巴克什营镇供电所","两间房镇","两间房村","1502761557","10kV巴色516线路两间房新民居公变",500,0,"张睿敏","2025-09-01"]
["承德市供电公司","滦平县供电分公司","巴克什营镇供电所","巴克什营镇","偏桥村","1502761558","10kV巴色516线路柳家沟公变",50,0,"张睿敏","2025-09-01"]
["承德市供电公司","滦平县供电分公司","长山峪镇供电所","长山峪镇","黄木局村","1502795380","电网_513线路火了沟公变",100,0,"王婷","2025-09-01"]
["承德市供电公司","滦平县供电分公司","红旗镇供电所","红旗镇","北白旗村","1502795399","电网_红白513线路北白旗新村公变",151.76,0,"杜正舟","2025-09-01"]
["承德市供电公司","滦平县供电分公司","长山峪镇供电所","长山峪镇","碾子沟村","1502795428","512线路善道地二公变",40,0,"王婷","2025-09-01"]
["承德市供电公司","滦平县供电分公司","红旗镇供电所","小营镇","二道湾子村","1502795431","小付525线路北窝棚公变",64.015,0,"杜正舟","2025-09-01"]
["承德市供电公司","滦平县供电分公司","红旗镇供电所","红旗镇","红旗村","1502795535","红小512线路红旗中公变",30.700000000000003,0,"杜正舟","2025-09-01"]
["承德市供电公司","滦平县供电分公司","红旗镇供电所","小营镇","瓦房村","1502795537","电网_小付525线路瓦房公变",33.540000000000006,0,"杜正舟","2025-09-01"]
["承德市供电公司","滦平县供电分公司","长山峪镇供电所","长山峪镇","黄木局村","1502795605","513线路大平台子公变",45,0,"王婷","2025-09-01"]
["承德市供电公司","滦平县供电分公司","长山峪镇供电所","长山峪镇","黄木局村","1502795607","电网_513线路新房公变",60,0,"王婷","2025-09-01"]
["承德市供电公司","滦平县供电分公司","红旗镇供电所","小营镇","二道沟门村","1502795796","电网_小付525线路二道沟门",52.88,0,"杜正舟","2025-09-01"]
["承德市供电公司","滦平县供电分公司","红旗镇供电所","红旗镇","西沟村","1502795799","红白513线路五、六队公变",42.08,0,"杜正舟","2025-09-01"]
["承德市供电公司","滦平县供电分公司","红旗镇供电所","小营镇","小营村","1502795802","小付525线路通沟公变",38.52,0,"杜正舟","2025-09-01"]
["承德市供电公司","滦平县供电分公司","红旗镇供电所","小营镇","付营村","1502795803","小付525线路付营公变",117.01,0,"杜正舟","2025-09-01"]
["承德市供电公司","滦平县供电分公司","红旗镇供电所","小营镇","铁马村","1502795820","小哈522线路盆窑东沟公变",151.02,0,"杜正舟","2025-09-01"]
["承德市供电公司","滦平县供电分公司","红旗镇供电所","小营镇","小营村","1502795821","小付525线路直沟公变",53.92,0,"杜正舟","2025-09-01"]
["承德市供电公司","滦平县供电分公司","红旗镇供电所","小营镇","小营村","1502795827","小付525线路小营南村公变",153.62,0,"杜正舟","2025-09-01"]
["承德市供电公司","滦平县供电分公司","红旗镇供电所","红旗镇","红旗村","1502795828","红小512线路红旗新村公变",67.00999999999999,0,"杜正舟","2025-09-01"]
["承德市供电公司","滦平县供电分公司","红旗镇供电所","红旗镇","红旗村","1502795829","红小512线路红旗东公变",163,0,"杜正舟","2025-09-01"]
["承德市供电公司","滦平县供电分公司","红旗镇供电所","小营镇","二道沟门村","1502795839","电网_小付525线路东卧铺公变",20,0,"杜正舟","2025-09-01"]
["承德市供电公司","滦平县供电分公司","红旗镇供电所","小营镇","小营村","1502795843","小付525线路北小营公变",244.87,0,"杜正舟","2025-09-01"]
["承德市供电公司","滦平县供电分公司","红旗镇供电所","小营镇","付营村","1502795848","电网_小付525线路朗营公变",78.75,0,"杜正舟","2025-09-01"]
["承德市供电公司","滦平县供电分公司","长山峪镇供电所","长山峪镇","西营村","1502795871","电网_513线路西营子二公变",89.8,0,"王婷","2025-09-01"]
["承德市供电公司","滦平县供电分公司","长山峪镇供电所","长山峪镇","黄木局村","1502795872","电网_513线路黄木局公变",75,0,"王婷","2025-09-01"]
["承德市供电公司","滦平县供电分公司","长山峪镇供电所","长山峪镇","西营村","1502795873","电网_513线路沈营综合变",113.2,0,"王婷","2025-09-01"]
["承德市供电公司","滦平县供电分公司","长山峪镇供电所","长山峪镇","西营村","1502795874","电网_513线路姜台公变",108,0,"王婷","2025-09-01"]
["承德市供电公司","滦平县供电分公司","长山峪镇供电所","长山峪镇","黄木局村","1502795875","电网_513线路谭窝铺公变",76.3,0,"王婷","2025-09-01"]
["承德市供电公司","滦平县供电分公司","长山峪镇供电所","长山峪镇","黄木局村","1502795904","电网_513线路四道桥公变",80,0,"王婷","2025-09-01"]
["承德市供电公司","滦平县供电分公司","长山峪镇供电所","长山峪镇","西营村","1502795921","电网_513线路山嘴综合变",100,0,"王婷","2025-09-01"]
["承德市供电公司","滦平县供电分公司","红旗镇供电所","小营镇","台子村","1502796223","10kV小付525线路台子公变",100,0,"杜正舟","2025-09-01"]
["承德市供电公司","滦平县供电分公司","长山峪镇供电所","长山峪镇","西营村","1502796242","电网_513线路姜台西山公变",60,0,"王婷","2025-09-01"]
["承德市供电公司","滦平县供电分公司","红旗镇供电所","小营镇","闫庄村","1502796433","电网_小付525线路闫庄西公变",61.12,0,"杜正舟","2025-09-01"]
["承德市供电公司","滦平县供电分公司","红旗镇供电所","小营镇","小营村","1502796513","电网_小付525线路西沟公变",32.959999999999994,0,"杜正舟","2025-09-01"]
["承德市供电公司","滦平县供电分公司","长山峪镇供电所","长山峪镇","长山峪村","1502796619","512线路尹家沟公变",88.76,0,"王婷","2025-09-01"]
["承德市供电公司","滦平县供电分公司","长山峪镇供电所","长山峪镇","碾子沟村","1502796652","512线路善道地三公变",100,0,"王婷","2025-09-01"]
["承德市供电公司","滦平县供电分公司","长山峪镇供电所","长山峪镇","黄木局村","1502796671","电网_513线路粗脖沟二公变",67.365,0,"王婷","2025-09-01"]
["承德市供电公司","滦平县供电分公司","长山峪镇供电所","长山峪镇","长山峪村","1502796814","512线路长山峪三公变",96.76,0,"王婷","2025-09-01"]
["承德市供电公司","滦平县供电分公司","长山峪镇供电所","长山峪镇","后营子村","1502796815","电网_514线路后营子一公变",80,0,"王婷","2025-09-01"]
["承德市供电公司","滦平县供电分公司","长山峪镇供电所","长山峪镇","二道营村","1502796816","电网_10kV三靳514线路头营公变",35.620000000000005,0,"王婷","2025-09-01"]
["承德市供电公司","滦平县供电分公司","长山峪镇供电所","长山峪镇","三道营村","1502796819","电网_10kV三靳514线路三营公变",150.28,0,"王婷","2025-09-01"]
["承德市供电公司","滦平县供电分公司","长山峪镇供电所","长山峪镇","长山峪村","1502796831","512线路东福公变",96.76,0,"王婷","2025-09-01"]
["承德市供电公司","滦平县供电分公司","长山峪镇供电所","长山峪镇","安子岭村","1502796832","10kV三靳514线路下铺二公变",31.64,0,"王婷","2025-09-01"]
["承德市供电公司","滦平县供电分公司","长山峪镇供电所","长山峪镇","长山峪村","1502796837","512线路后沟公变",64.30000000000001,0,"王婷","2025-09-01"]
["承德市供电公司","滦平县供电分公司","长山峪镇供电所","长山峪镇","宋窝铺村","1502796838","512线路抹坡沟公变",45.05,0,"王婷","2025-09-01"]
["承德市供电公司","滦平县供电分公司","长山峪镇供电所","长山峪镇","二道营村","1502796843","10kV三靳514线路二营公变",161.1,0,"王婷","2025-09-01"]
["承德市供电公司","滦平县供电分公司","长山峪镇供电所","长山峪镇","长山峪村","1502796846","512线路长山峪二公变",396.76,0,"王婷","2025-09-01"]
["承德市供电公司","滦平县供电分公司","长山峪镇供电所","长山峪镇","宋窝铺村","1502796847","512线路赵家公变",28.840000000000003,0,"王婷","2025-09-01"]
["承德市供电公司","滦平县供电分公司","长山峪镇供电所","长山峪镇","蕨菜沟村","1502796851","电网_10kV三靳514线路梁根公变",52.8,0,"王婷","2025-09-01"]
["承德市供电公司","滦平县供电分公司","长山峪镇供电所","长山峪镇","蕨菜沟村","1502796856","10kV三靳514线路村东公变",100,0,"王婷","2025-09-01"]
["承德市供电公司","滦平县供电分公司","长山峪镇供电所","长山峪镇","蕨菜沟村","1502796860","10kV三靳514线路北阳坡公变",112.375,0,"王婷","2025-09-01"]
["承德市供电公司","滦平县供电分公司","长山峪镇供电所","长山峪镇","东营村","1502796861","电网_513线路东营公变",268.4,0,"王婷","2025-09-01"]
["承德市供电公司","滦平县供电分公司","长山峪镇供电所","长山峪镇","三道梁村","1502796862","电网_10kV三靳514线路三道梁公变",238.45,0,"王婷","2025-09-01"]
["承德市供电公司","滦平县供电分公司","长山峪镇供电所","长山峪镇","安子岭村","1502796865","10kV三靳514线路下铺一公变",64.25,0,"王婷","2025-09-01"]
["承德市供电公司","滦平县供电分公司","长山峪镇供电所","长山峪镇","长山峪村","1502796872","电网_512线路西小营公变",243.52,0,"王婷","2025-09-01"]
["承德市供电公司","滦平县供电分公司","长山峪镇供电所","长山峪镇","二道营村","1502796873","10kV三靳514线路头营二公变",100,0,"王婷","2025-09-01"]
["承德市供电公司","滦平县供电分公司","长山峪镇供电所","长山峪镇","蕨菜沟村","1502796880","电网_10kV三靳514线路西沟二营公变",40.5,0,"王婷","2025-09-01"]
["承德市供电公司","滦平县供电分公司","长山峪镇供电所","长山峪镇","蕨菜沟村","1502796881","电网_10kV三靳514线路西沟头营公变",89.44,0,"王婷","2025-09-01"]
["承德市供电公司","滦平县供电分公司","长山峪镇供电所","长山峪镇","碾子沟村","1502796882","512线路善道地一公变",92.87,0,"王婷","2025-09-01"]
["承德市供电公司","滦平县供电分公司","红旗镇供电所","小营镇","闫庄村","1502796893","小付525线路闫庄公变",88.375,0,"杜正舟","2025-09-01"]
["承德市供电公司","滦平县供电分公司","长山峪镇供电所","长山峪镇","东营村","1502796898","电网_513线路小平台公变",109.465,0,"王婷","2025-09-01"]
["承德市供电公司","滦平县供电分公司","长山峪镇供电所","长山峪镇","长山峪村","1502796899","电网_512线路东福二公变",100,0,"王婷","2025-09-01"]
["承德市供电公司","滦平县供电分公司","长山峪镇供电所","长山峪镇","三道营村","1502796902","电网_10kV三靳514线路五营公变",37.245,0,"王婷","2025-09-01"]
["承德市供电公司","滦平县供电分公司","长山峪镇供电所","长山峪镇","东营村","1502796903","电网_513线路抗家沟公变",100,0,"王婷","2025-09-01"]
["承德市供电公司","滦平县供电分公司","长山峪镇供电所","长山峪镇","西营村","1502796905","电网_513线路西营小五队综合变",100,0,"王婷","2025-09-01"]
["承德市供电公司","滦平县供电分公司","长山峪镇供电所","长山峪镇","长山峪村","1502796906","512线路彭家沟公变",34.135000000000005,0,"王婷","2025-09-01"]
["承德市供电公司","滦平县供电分公司","长山峪镇供电所","长山峪镇","蕨菜沟村","1502796915","10kV三靳514线路小南沟公变",100,0,"王婷","2025-09-01"]
["承德市供电公司","滦平县供电分公司","长山峪镇供电所","长山峪镇","西营村","1502796916","512线路水库梁公变",200,0,"王婷","2025-09-01"]
["承德市供电公司","滦平县供电分公司","长山峪镇供电所","长山峪镇","碾子沟村","1502796932","512线路善道地四公变",95,0,"王婷","2025-09-01"]
["承德市供电公司","滦平县供电分公司","长山峪镇供电所","长山峪镇","长山峪村","1502796933","512线路大地公变",200,0,"王婷","2025-09-01"]
["承德市供电公司","滦平县供电分公司","长山峪镇供电所","长山峪镇","三道梁村","1502796935","电网_10kV三靳514线路三道梁南沟公变",20,0,"王婷","2025-09-01"]
["承德市供电公司","滦平县供电分公司","长山峪镇供电所","长山峪镇","蕨菜沟村","1502796938","电网_10kV三靳514线路村西公变",100,0,"王婷","2025-09-01"]
["承德市供电公司","滦平县供电分公司","长山峪镇供电所","长山峪镇","蕨菜沟村","1502796954","电网_10kV三靳514线路西沟三营公变",32.400000000000006,0,"王婷","2025-09-01"]
["承德市供电公司","滦平县供电分公司","长山峪镇供电所","长山峪镇","西营村","1502796962","513线路姜台五队公变",33.31,0,"王婷","2025-09-01"]
["承德市供电公司","滦平县供电分公司","长山峪镇供电所","长山峪镇","安子岭村","1502796969","电网_10kV三靳514线路东沟门公变",44.75,0,"王婷","2025-09-01"]
["承德市供电公司","滦平县供电分公司","长山峪镇供电所","长山峪镇","黄木局村","1502796970","513线路粗脖沟一公变",94.8,0,"王婷","2025-09-01"]
["承德市供电公司","滦平县供电分公司","长山峪镇供电所","长山峪镇","西营村","1502796975","电网_513线路西营公变",76,0,"王婷","2025-09-01"]
["承德市供电公司","滦平县供电分公司","长山峪镇供电所","长山峪镇","三道梁村","1502796987","10kV三靳514线路防丝沟公变",100,0,"王婷","2025-09-01"]
["承德市供电公司","滦平县供电分公司","长山峪镇供电所","长山峪镇","三道梁村","1502796989","10kV三靳514线路三道梁南沟门公变",100,0,"王婷","2025-09-01"]
["承德市供电公司","滦平县供电分公司","长山峪镇供电所","长山峪镇","碾子沟","1502796991","电网_512线路碾子沟公变",118.96,0,"王婷","2025-09-01"]
["承德市供电公司","滦平县供电分公司","长山峪镇供电所","长山峪镇","安子岭村","1502797005","电网_10kV三靳514线路安子岭北沟公变",59.08,0,"王婷","2025-09-01"]
["承德市供电公司","滦平县供电分公司","长山峪镇供电所","长山峪镇","蕨菜沟村","1502797006","10kV三靳514线路蕨菜南沟公变",100,0,"王婷","2025-09-01"]
["承德市供电公司","滦平县供电分公司","长山峪镇供电所","长山峪镇","三道营村","1502797023","电网_10kV三靳514线路四营公变",88.84,0,"王婷","2025-09-01"]
["承德市供电公司","滦平县供电分公司","长山峪镇供电所","长山峪镇","后营子村","1502797024","电网_514线路后营子公变",80,0,"王婷","2025-09-01"]
["承德市供电公司","滦平县供电分公司","长山峪镇供电所","长山峪镇","长山峪村","1502797042","512线路长山峪一公变",343.76,0,"王婷","2025-09-01"]
["承德市供电公司","滦平县供电分公司","长山峪镇供电所","长山峪镇","安子岭村","1502797043","10kV三靳514线路安子岭公变",100,0,"王婷","2025-09-01"]
["承德市供电公司","滦平县供电分公司","长山峪镇供电所","长山峪镇","长山峪村","1502797044","512线路大地二道沟公变",96.76,0,"王婷","2025-09-01"]
["承德市供电公司","滦平县供电分公司","长山峪镇供电所","长山峪镇","二道营村","1502797056","10kV三靳514线路二道营二公变",100,0,"王婷","2025-09-01"]
["承德市供电公司","滦平县供电分公司","长山峪镇供电所","长山峪镇","东营村","1502797057","513线路北街公变",391.9,0,"王婷","2025-09-01"]
["承德市供电公司","滦平县供电分公司","长山峪镇供电所","长山峪镇","宋窝铺村","1502797078","512线路宋窝铺公变",102.97,0,"王婷","2025-09-01"]
["承德市供电公司","滦平县供电分公司","长山峪镇供电所","长山峪镇","三道梁村","1502797079","10kV三靳514线路杨树下公变",169.32,0,"王婷","2025-09-01"]
["承德市供电公司","滦平县供电分公司","滦平镇供电所","滦平镇","三地沟门村","1502798726","滦平镇供电所",100,0,"梁海菊","2025-09-01"]
["承德市供电公司","滦平县供电分公司","金沟屯镇供电所","金沟屯镇","滦河沿中心村","1502800177","金西滦河沿中心公变",116.41,0,"赵永军","2025-09-01"]
["承德市供电公司","滦平县供电分公司","付营子镇供电所","付营子镇","邢家沟门村","1502800203","10kV付陈512线路瓦房公变",34.2,0,"姜凌子","2025-09-01"]
["承德市供电公司","滦平县供电分公司","滦平镇供电所","滦平镇","中兴路街道","1502801666","电网_祥源小区A2-箱变1250kVA配电变压器",1000,0,"梁海菊","2025-09-01"]
["承德市供电公司","滦平县供电分公司","滦平镇供电所","中兴路街道","金色阳光社区","1502801670","电网_金色阳光4号配电变压器",630,0,"梁海菊","2025-09-01"]
["承德市供电公司","滦平县供电分公司","滦平镇供电所","中兴路街道","金色阳光社区","1502801671","电网_金色阳光5号配电变压器",1000,0,"梁海菊","2025-09-01"]
["承德市供电公司","滦平县供电分公司","滦平镇供电所","中兴路街道","金色阳光社区","1502801672","电网_金色阳光6号配电变压器",630,0,"梁海菊","2025-09-01"]
["承德市供电公司","滦平县供电分公司","滦平镇供电所","中兴路街道","金色阳光社区","1502801673","电网_金色阳光7号配电变压器",630,0,"梁海菊","2025-09-01"]
["承德市供电公司","滦平县供电分公司","滦平镇供电所","中兴路街道","金色阳光社区","1502801674","电网_金色阳光8号配电变压器",800,0,"梁海菊","2025-09-01"]
["承德市供电公司","滦平县供电分公司","滦平镇供电所","中兴路街道","金色阳光社区","1502801675","电网_金色阳光9号配电变压器",800,0,"梁海菊","2025-09-01"]
["承德市供电公司","滦平县供电分公司","滦平镇供电所","中兴路街道","金色阳光社区","1502801676","电网_清水湾3号配电变压器",1000,0,"梁海菊","2025-09-01"]
["承德市供电公司","滦平县供电分公司","滦平镇供电所","中兴路街道","金色阳光社区","1502801688","电网_金色阳光1配电变压器",1250,0,"梁海菊","2025-09-01"]
["承德市供电公司","滦平县供电分公司","滦平镇供电所","中兴路街道","金色阳光社区","1502801689","电网_金色阳光2配电变压器",630,0,"梁海菊","2025-09-01"]
["承德市供电公司","滦平县供电分公司","滦平镇供电所","中兴路街道","金色阳光社区","1502801690","电网_金色阳光3配电变压器",1250,0,"梁海菊","2025-09-01"]
["承德市供电公司","滦平县供电分公司","滦平镇供电所","中兴路街道","金色阳光社区","1502801695","电网_清水湾1配电变压器",315,0,"梁海菊","2025-09-01"]
["承德市供电公司","滦平县供电分公司","滦平镇供电所","中兴路街道","金色阳光社区","1502801696","电网_清水湾2配电变压器",1000,0,"梁海菊","2025-09-01"]
["承德市供电公司","滦平县供电分公司","安纯沟门镇供电所","平坊乡","马圈子村","1502805164","电网_10kV滦小519线路银窝沟二组新增公变",22,0,"谢静","2025-09-01"]
["承德市供电公司","滦平县供电分公司","滦平镇供电所","滦平镇","庄头营村","1502820379","电网_10kV县城农电511线路庄头营一台区公变",396.76,0,"梁海菊","2025-09-01"]
["承德市供电公司","滦平县供电分公司","滦平镇供电所","滦平镇","马圈子村","1502820396","10kV县城农电511线路大栅子公变",100,0,"梁海菊","2025-09-01"]
["承德市供电公司","滦平县供电分公司","滦平镇供电所","滦平镇","皂沟村","1502893501","电网_10kV城刘512线路皂沟村外公变",200,0,"梁海菊","2025-09-01"]
["承德市供电公司","滦平县供电分公司","张百湾镇供电所","大屯镇","大屯村","1502897648","10kV张滦516线路大屯公变",268.2,0,"贾琼","2025-09-01"]
["承德市供电公司","滦平县供电分公司","张百湾镇供电所","滦平镇","王家沟村","1502897708","10kV张滦516线路关营公变",20,0,"贾琼","2025-09-01"]
["承德市供电公司","滦平县供电分公司","张百湾镇供电所","大屯镇","窑岭村","1502897709","电网_10kV张滦516线路遥岭北公变",41.47999999999999,0,"贾琼","2025-09-01"]
["承德市供电公司","滦平县供电分公司","张百湾镇供电所","大屯镇","菸青村","1502897710","10kV张滦516线路菸青公变",142.91,0,"贾琼","2025-09-01"]
["承德市供电公司","滦平县供电分公司","张百湾镇供电所","大屯镇","东窑上村","1502897772","电网_10kV张滦516线路富民小区公变",630,0,"贾琼","2025-09-01"]
["承德市供电公司","滦平县供电分公司","张百湾镇供电所","大屯镇","窑岭村","1502897773","电网_10kV张滦516线路任大门公变",39.1,0,"贾琼","2025-09-01"]
["承德市供电公司","滦平县供电分公司","张百湾镇供电所","大屯镇","东窑上村","1502897774","电网_10kV张滦516线路三岔口公变",159.91,0,"贾琼","2025-09-01"]
["承德市供电公司","滦平县供电分公司","张百湾镇供电所","大屯镇","大屯村","1502897775","10kV张滦516线路营房一队公变",315,0,"贾琼","2025-09-01"]
["承德市供电公司","滦平县供电分公司","张百湾镇供电所","大屯镇","东院村","1502897777","电网_10kV张东515线路东院北沟二台公变",35.53,0,"贾琼","2025-09-01"]
["承德市供电公司","滦平县供电分公司","张百湾镇供电所","大屯镇","奎木沟村","1502897778","电网_10kV张东515线路奎木沟五队公变",14,0,"贾琼","2025-09-01"]
["承德市供电公司","滦平县供电分公司","张百湾镇供电所","大屯镇","蔄子沟村","1502897779","电网_10kV张东515线路漫子沟沟里公变",63.16,0,"贾琼","2025-09-01"]
["承德市供电公司","滦平县供电分公司","张百湾镇供电所","张百湾镇","周营子村","1502897780","10kV张兰517线路大老虎沟公变",34.56,0,"贾琼","2025-09-01"]
["承德市供电公司","滦平县供电分公司","张百湾镇供电所","张百湾镇","周营子村","1502897781","10kV张兰517线路头道沟公变",45,0,"贾琼","2025-09-01"]
["承德市供电公司","滦平县供电分公司","张百湾镇供电所","张百湾镇","兰旗村","1502897782","10kV张兰517线路石虎沟公变",100,0,"贾琼","2025-09-01"]
["承德市供电公司","滦平县供电分公司","张百湾镇供电所","张百湾镇","兰旗村","1502897783","张兰517蓝旗小东沟公变",100,0,"贾琼","2025-09-01"]
["承德市供电公司","滦平县供电分公司","张百湾镇供电所","张百湾镇","西井沟村","1502897786","电网_张吴513丁营南",15,0,"贾琼","2025-09-01"]
["承德市供电公司","滦平县供电分公司","张百湾镇供电所","张百湾镇","下南沟村","1502897787","张吴513肖台子二台",38.32,0,"贾琼","2025-09-01"]
["承德市供电公司","滦平县供电分公司","巴克什营镇供电所","巴克什营镇","营盘村","1502915453","电网_10千伏巴营513线路冰沟公变",92.08,0,"张睿敏","2025-09-01"]
["承德市供电公司","滦平县供电分公司","巴克什营镇供电所","巴克什营镇","山神庙村","1502915454","电网_10千伏巴营513线路山神庙南头公变",75.78,0,"张睿敏","2025-09-01"]
["承德市供电公司","滦平县供电分公司","巴克什营镇供电所","巴克什营镇","缸房村","1502915455","电网_10千伏巴两516线路鸽洞梁公变",56.775,0,"张睿敏","2025-09-01"]
["承德市供电公司","滦平县供电分公司","巴克什营镇供电所","巴克什营镇","缸房村","1502915456","电网_10千伏巴两516线路小南沟公变",44.38,0,"张睿敏","2025-09-01"]
["承德市供电公司","滦平县供电分公司","虎什哈镇供电所","五道营子满族乡","上台子村五天明沟","1502916962","电网_10kV金五515线路五条明沟二公变",16.25,0,"赵智群","2025-09-01"]
["承德市供电公司","滦平县供电分公司","红旗镇供电所","红旗镇","红旗村","1502920687","电网_红梁511线路红旗北台公变",67.8,0,"杜正舟","2025-09-01"]
["承德市供电公司","滦平县供电分公司","红旗镇供电所","小营镇","小营村","1502920688","电网_小付525线路小营西公变",200,0,"杜正舟","2025-09-01"]
["承德市供电公司","滦平县供电分公司","张百湾镇供电所","大屯镇","大屯村","1502924953","电网_10kV张滦516线路大屯东公变",312.94,0,"贾琼","2025-09-01"]
["承德市供电公司","滦平县供电分公司","安纯沟门镇供电所","安纯沟门镇","安纯沟门村","1502929713","电网_10kV滦小519线路安纯沟门乡直公变",165.72,0,"谢静","2025-09-01"]
["承德市供电公司","滦平县供电分公司","安纯沟门镇供电所","安纯沟门镇","曹营村","1502929714","10kV滦小519线路曹营大西沟公变",100,0,"谢静","2025-09-01"]
["承德市供电公司","滦平县供电分公司","火斗山镇供电所","火斗山镇","火斗山镇张家沟门村","1502939839","10kV火拉511线路河北公变",33.65,0,"李正伟","2025-09-01"]
["承德市供电公司","滦平县供电分公司","火斗山镇供电所","火斗山镇","火斗山镇长海沟门村","1502939840","10kV火拉511线路清水湾公变",35,0,"李正伟","2025-09-01"]
["承德市供电公司","滦平县供电分公司","火斗山镇供电所","火斗山镇","火斗山镇孙营村","1502939841","10kV火拉511线路孙营三组公变",73.82,0,"李正伟","2025-09-01"]
["承德市供电公司","滦平县供电分公司","火斗山镇供电所","付家店满族乡","付家店满族乡三道沟门村","1502939842","10kV火马512线路猴头沟新增公变",30,0,"李正伟","2025-09-01"]
["承德市供电公司","滦平县供电分公司","火斗山镇供电所","付家店满族乡","付家店满族乡三道沟门村","1502939843","10kV火马512线路柏岩沟公变（新）",184.16,0,"李正伟","2025-09-01"]
["承德市供电公司","滦平县供电分公司","火斗山镇供电所","付家店满族乡","付家店满族乡四道梁村","1502939844","10kV火马512线路三六组新增公变",6.199999999999999,0,"李正伟","2025-09-01"]
["承德市供电公司","滦平县供电分公司","火斗山镇供电所","马营子满族乡","马营子满族乡石门村","1502939845","马于512八亩地新增公变",42.08,0,"李正伟","2025-09-01"]
["承德市供电公司","滦平县供电分公司","火斗山镇供电所","马营子满族乡","马营子满族乡石门村","1502939846","马于512朝领子公变",50,0,"李正伟","2025-09-01"]
["承德市供电公司","滦平县供电分公司","滦平镇供电所","中兴路街道","祥源社区","1502946966","电网_祥园小区A12-箱变（用户）高压间隔配电变压器",1000,0,"梁海菊","2025-09-01"]
["承德市供电公司","滦平县供电分公司","两间房镇供电所","两间房镇","涝洼村","1502949205","电网_涝洼南台公变",271.45,0,"刘宗海","2025-09-01"]
["承德市供电公司","滦平县供电分公司","虎什哈镇供电所","虎什哈镇","猴山村北大庙","1502964313","10kV虎七512线路北大庙二公变",66,0,"赵智群","2025-09-01"]
["承德市供电公司","滦平县供电分公司","金沟屯镇供电所","西沟满族乡","榛結沟村","1502977119","电网_西大榛結沟西公变",17.04,0,"赵永军","2025-09-01"]
["承德市供电公司","滦平县供电分公司","张百湾镇供电所","张百湾镇","周台子村","1502982324","电网_周台子东区箱变",315,0,"贾琼","2025-09-01"]
["承德市供电公司","滦平县供电分公司","张百湾镇供电所","张百湾镇","周台子村","1502983424","电网_周台子新村箱变",315,0,"贾琼","2025-09-01"]
["承德市供电公司","滦平县供电分公司","张百湾镇供电所","张百湾镇","张百湾","1502983427","电网_庄普小区配电变压器",497,0,"贾琼","2025-09-01"]
["承德市供电公司","滦平县供电分公司","长山峪镇供电所","长山峪镇","三道梁村","1502984244","10kV三靳514线路三道梁二公变",200,0,"王婷","2025-09-01"]
["承德市供电公司","滦平县供电分公司","长山峪镇供电所","长山峪镇","碾子沟","1502984246","512线路碾子沟二公变",46.02,0,"王婷","2025-09-01"]
["承德市供电公司","滦平县供电分公司","张百湾镇供电所","张百湾镇","周台子村","1502986538","电网_周台子中区箱变",500,0,"贾琼","2025-09-01"]
["承德市供电公司","滦平县供电分公司","金沟屯镇供电所","西沟满族乡","老仟村","1502989171","电网_西大老仟顶公变",30,0,"赵永军","2025-09-01"]
["承德市供电公司","滦平县供电分公司","滦平镇供电所","中兴路街道","祥源社区","1503038010","电网_鑫家园1号箱变配电变压器",800,0,"梁海菊","2025-09-01"]
["承德市供电公司","滦平县供电分公司","滦平镇供电所","中兴路街道","祥源社区","1503038011","电网_鑫家园2号箱变配电变压器",800,0,"梁海菊","2025-09-01"]
["承德市供电公司","滦平县供电分公司","滦平镇供电所","中兴路街道","祥源社区","1503038012","电网_鑫家园3号箱变配电变压器",800,0,"梁海菊","2025-09-01"]
["承德市供电公司","滦平县供电分公司","滦平镇供电所","中兴路街道","祥源社区","1503038013","电网_鑫家园4号箱变配电变压器",800,0,"梁海菊","2025-09-01"]
["承德市供电公司","滦平县供电分公司","滦平镇供电所","中兴路街道","祥源社区","1503038014","电网_鑫家园5号箱变配电变压器",800,0,"梁海菊","2025-09-01"]
["承德市供电公司","滦平县供电分公司","滦平镇供电所","中兴路街道","鑫城社区","1503038982","幸福家园小区3号配电变压器",630,0,"梁海菊","2025-09-01"]
["承德市供电公司","滦平县供电分公司","滦平镇供电所","中兴路街道","鑫城社区","1503038983","幸福家园小区1号配电变压器",800,0,"梁海菊","2025-09-01"]
["承德市供电公司","滦平县供电分公司","滦平镇供电所","中兴路街道","鑫城社区","1503038984","幸福家园小区2号配电变压器",630,0,"梁海菊","2025-09-01"]
["承德市供电公司","滦平县供电分公司","金沟屯镇供电所","金沟屯镇","上营东村","1503048908","上营东公变",89.9,0,"赵永军","2025-09-01"]
["承德市供电公司","滦平县供电分公司","金沟屯镇供电所","金沟屯镇","下营南村","1503048909","电网_下营南公变",75.8,0,"赵永军","2025-09-01"]
["承德市供电公司","滦平县供电分公司","滦平镇供电所","滦平镇","三地沟门村","1503048913","电网_磁源城小区地下配电室5号配电变压器",800,0,"梁海菊","2025-09-01"]
["承德市供电公司","滦平县供电分公司","张百湾镇供电所","张百湾镇","西井沟村","1503048917","电网_张吴513西井沟西",20.03,0,"贾琼","2025-09-01"]
["承德市供电公司","滦平县供电分公司","金沟屯镇供电所","金沟屯镇","碾子沟南村","1503060857","电网_10kV张东515线路碾子沟南公变",49.14,0,"赵永军","2025-09-01"]
["承德市供电公司","滦平县供电分公司","虎什哈镇供电所","虎什哈镇","虎什哈村镇直","1503061641","利景园10kV间隔配电变压器",630,0,"赵智群","2025-09-01"]
["承德市供电公司","滦平县供电分公司","张百湾镇供电所","大屯镇","兴洲村","1503083588","10kV张东515线路东沟公变（新）",149.39,0,"贾琼","2025-09-01"]
["承德市供电公司","滦平县供电分公司","张百湾镇供电所","张百湾镇","西井沟村","1503083591","张吴513西井沟北（新）",57.27000000000001,0,"贾琼","2025-09-01"]
["承德市供电公司","滦平县供电分公司","张百湾镇供电所","张百湾镇","西井沟村","1503083592","电网_张吴513西井沟东（新）",21.090000000000003,0,"贾琼","2025-09-01"]
["承德市供电公司","滦平县供电分公司","张百湾镇供电所","张百湾镇","西井沟村","1503083593","电网_张吴513西井沟（新）",31.790000000000006,0,"贾琼","2025-09-01"]
["承德市供电公司","滦平县供电分公司","张百湾镇供电所","大屯镇","东窑上村","1503090572","电网_10kV张滦516线路窑上西公变",200,0,"贾琼","2025-09-01"]
["承德市供电公司","滦平县供电分公司","张百湾镇供电所","大屯镇","东窑上村","1503090573","电网_10kV张滦516线路西南沟东公变",298.335,0,"贾琼","2025-09-01"]
["承德市供电公司","滦平县供电分公司","张百湾镇供电所","大屯镇","东窑上村","1503090574","电网_10kV张滦516线路西南沟公变（新）",90.06,0,"贾琼","2025-09-01"]
["承德市供电公司","滦平县供电分公司","张百湾镇供电所","大屯镇","东窑上村","1503090575","电网_10kV张滦516线路窑上公变（新）",192,0,"贾琼","2025-09-01"]
["承德市供电公司","滦平县供电分公司","张百湾镇供电所","大屯镇","奎木沟村","1503090576","电网_10kV张东515线路奎木沟头营公变（新）",124.56,0,"贾琼","2025-09-01"]
["承德市供电公司","滦平县供电分公司","张百湾镇供电所","大屯镇","奎木沟村","1503090577","电网_10kV张东515线路奎木沟头营北公变",100,0,"贾琼","2025-09-01"]
["承德市供电公司","滦平县供电分公司","张百湾镇供电所","大屯镇","奎木沟村","1503090578","电网_10kV张东515线路平谷公变（新）",100,0,"贾琼","2025-09-01"]
["承德市供电公司","滦平县供电分公司","张百湾镇供电所","大屯镇","奎木沟村","1503090579","电网_10kV张东515线路奎木沟三队公变（新）",41.62,0,"贾琼","2025-09-01"]
["承德市供电公司","滦平县供电分公司","张百湾镇供电所","大屯镇","小城子村","1503090974","电网_10kV张东515线路小城子公变（新）",173.46,0,"贾琼","2025-09-01"]
["承德市供电公司","滦平县供电分公司","张百湾镇供电所","大屯镇","小城子村","1503090975","电网_10kV张东515线路小城子二台公变",189.99,0,"贾琼","2025-09-01"]
["承德市供电公司","滦平县供电分公司","张百湾镇供电所","大屯镇","小城子村","1503090976","电网_10kV张东515线路小城子三台公变",74.7,0,"贾琼","2025-09-01"]
["承德市供电公司","滦平县供电分公司","张百湾镇供电所","大屯镇","小城子村","1503090977","电网_10kV张东515线路小城子四台公变",159.45,0,"贾琼","2025-09-01"]
["承德市供电公司","滦平县供电分公司","滦平镇供电所","中兴路街道","05鑫港社区","1503139145","电网_鑫港小区3配电变压器",1250,0,"梁海菊","2025-09-01"]
["承德市供电公司","滦平县供电分公司","滦平镇供电所","中兴路街道","北大街社区","1503196421","老干部局2综合变新增",200,0,"梁海菊","2025-09-01"]
["承德市供电公司","滦平县供电分公司","巴克什营镇供电所","巴克什营镇","孙家沟村","1503268866","电网_10kV巴两516线路孙家沟下营公变(新)",50,0,"张睿敏","2025-09-01"]
["承德市供电公司","滦平县供电分公司","长山峪镇供电所","长山峪镇","后营子村","1503268867","电网_514线路降木沟公变",100,0,"王婷","2025-09-01"]
["承德市供电公司","滦平县供电分公司","火斗山镇供电所","付家店满族乡","付家店满族乡三道沟门村","1503268883","10kV火马512线路南梁公变（新）",50,0,"李正伟","2025-09-01"]
["承德市供电公司","滦平县供电分公司","滦平镇供电所","中兴路街道","东街社区","1503288563","二厂墙外箱变配电变压器",400,0,"梁海菊","2025-09-01"]
["承德市供电公司","滦平县供电分公司","巴克什营镇供电所","巴克什营镇","缸房村","1503310501","电网_国网冀北承德公司大广高速金山岭服务区充电站变压器",630,0,"张睿敏","2025-09-01"]
["承德市供电公司","滦平县供电分公司","长山峪镇供电所","长山峪镇","安子岭村","1503310502","安子岭服务区充电桩1号变压器",630,0,"王婷","2025-09-01"]
["承德市供电公司","滦平县供电分公司","长山峪镇供电所","长山峪镇","安子岭村","1503310503","安子岭服务区充电桩2号变压器",630,0,"王婷","2025-09-01"]
["承德市供电公司","滦平县供电分公司","滦平镇供电所","中兴路街道","东街社区","1503331124","兴盛小区3号楼综合变配电变压器",500,0,"梁海菊","2025-09-01"]
["承德市供电公司","滦平县供电分公司","巴克什营镇供电所","巴克什营镇","巴克什营村","1503339572","电网_河北祥馨房地产开发有限公司滦平分公司间隔配电变压器",315,0,"张睿敏","2025-09-01"]
["承德市供电公司","滦平县供电分公司","付营子镇供电所","付营子镇","青石垛村","1503340087","电网_10kV付九516线路湖门里公变",67.22999999999999,0,"姜凌子","2025-09-01"]
["承德市供电公司","滦平县供电分公司","付营子镇供电所","付营子镇","三成店村","1503340088","电网_10kV付九516线路黄土梁外公变",20.92,0,"姜凌子","2025-09-01"]
["承德市供电公司","滦平县供电分公司","滦平镇供电所","中兴路街道","桥东社区","1503342268","仓房南沟小区综合变",200,0,"梁海菊","2025-09-01"]
["承德市供电公司","滦平县供电分公司","滦平镇供电所","中兴路街道","中街社区","1503346376","电网_融和领秀别墅综合变配电变压器",800,0,"梁海菊","2025-09-01"]
["承德市供电公司","滦平县供电分公司","巴克什营镇供电所","巴克什营镇","巴克什营村","1503353369","电网_10千伏长城河谷517线路碧桂园商业区间隔配电变压器",800,0,"张睿敏","2025-09-01"]
["承德市供电公司","滦平县供电分公司","巴克什营镇供电所","巴克什营镇","花楼沟村","1503353370","电网_10千伏巴两516线路长城一队二道梁公间隔配电变压器",50,0,"张睿敏","2025-09-01"]
["承德市供电公司","滦平县供电分公司","巴克什营镇供电所","巴克什营镇","缸房村","1503353371","10千伏巴两516线路缸房偏桥公变",50,0,"张睿敏","2025-09-01"]
["承德市供电公司","滦平县供电分公司","巴克什营镇供电所","巴克什营镇","巴克什营村","1503353556","电网_10千伏长城河谷517线路碧桂园4-2号变间隔配电变压器",500,0,"张睿敏","2025-09-01"]
["承德市供电公司","滦平县供电分公司","巴克什营镇供电所","巴克什营镇","古城川村","1503353557","电网_10千伏古城512古城新村1号变配电变压器",800,0,"张睿敏","2025-09-01"]
["承德市供电公司","滦平县供电分公司","巴克什营镇供电所","巴克什营镇","古城川村","1503353558","电网_10千伏古城512新村2号变配电变压器",800,0,"张睿敏","2025-09-01"]
["承德市供电公司","滦平县供电分公司","巴克什营镇供电所","巴克什营镇","巴克什营村","1503353560","电网_10千伏长城河谷517线路碧桂园7号变间隔配电变压器",500,0,"张睿敏","2025-09-01"]
["承德市供电公司","滦平县供电分公司","巴克什营镇供电所","巴克什营镇","巴克什营村","1503353561","电网_10千伏长城河谷517线路碧桂园6号变间隔配电变压器",630,0,"张睿敏","2025-09-01"]
["承德市供电公司","滦平县供电分公司","巴克什营镇供电所","巴克什营镇","巴克什营村","1503353562","电网_10千伏长城河谷517线路碧桂园2号变间隔配电变压器",630,0,"张睿敏","2025-09-01"]
["承德市供电公司","滦平县供电分公司","巴克什营镇供电所","巴克什营镇","巴克什营村","1503353563","电网_10千伏长城河谷517线路碧桂园4-1号变间隔配电变压器",500,0,"张睿敏","2025-09-01"]
["承德市供电公司","滦平县供电分公司","巴克什营镇供电所","巴克什营镇","巴克什营村","1503353564","电网_10千伏长城河谷517线路碧桂园3-2号变间隔配电变压器",500,0,"张睿敏","2025-09-01"]
["承德市供电公司","滦平县供电分公司","巴克什营镇供电所","巴克什营镇","巴克什营村","1503353565","电网_10千伏长城河谷517线路碧桂园5号变间隔配电变压器",630,0,"张睿敏","2025-09-01"]
["承德市供电公司","滦平县供电分公司","巴克什营镇供电所","巴克什营镇","巴克什营村","1503353566","电网_10千伏长城河谷517线路碧桂园3-1号变间隔配电变压器",800,0,"张睿敏","2025-09-01"]
["承德市供电公司","滦平县供电分公司","巴克什营镇供电所","巴克什营镇","巴克什营村","1503353567","电网_10千伏长城河谷517线路碧桂园1号变间隔配电变压器",630,0,"张睿敏","2025-09-01"]
["承德市供电公司","滦平县供电分公司","虎什哈镇供电所","五道营子满族乡","老米沟村","1503353568","滦平县五道营子满族乡老米沟村公变",179.69,0,"赵智群","2025-09-01"]
["承德市供电公司","滦平县供电分公司","虎什哈镇供电所","五道营子满族乡","大营子村","1503353569","滦平县五道营子满族乡大营子村民委员会",260.355,0,"赵智群","2025-09-01"]
["承德市供电公司","滦平县供电分公司","长山峪镇供电所","长山峪镇","二道营村","1503353949","滦平县长山峪镇二道营村村民委员会间隔配电变压器",168,0,"王婷","2025-09-01"]
["承德市供电公司","滦平县供电分公司","滦平镇供电所","滦平镇","三地沟门村","1503355429","电网_磁源城小区3号箱变配电变压器",800,0,"梁海菊","2025-09-01"]
["承德市供电公司","滦平县供电分公司","滦平镇供电所","滦平镇","三地沟门村","1503355430","磁源城小区地下配电室4号配电变压器",800,0,"梁海菊","2025-09-01"]
["承德市供电公司","滦平县供电分公司","滦平镇供电所","滦平镇","三地沟门村","1503355431","电网_磁源城小区1号箱变配电变压器",800,0,"梁海菊","2025-09-01"]
["承德市供电公司","滦平县供电分公司","滦平镇供电所","滦平镇","三地沟门村","1503355432","电网_磁源城小区2号箱变配电变压器",800,0,"梁海菊","2025-09-01"]
["承德市供电公司","滦平县供电分公司","付营子镇供电所","付营子镇","邢家沟门村","1503355501","电网_10kV付陈512线路邢家沟门村搬迁小区4号变",630,0,"姜凌子","2025-09-01"]
["承德市供电公司","滦平县供电分公司","付营子镇供电所","付营子镇","邢家沟门村","1503355502","电网_10kV付陈512线路邢家沟门村搬迁小区5号变",630,0,"姜凌子","2025-09-01"]
["承德市供电公司","滦平县供电分公司","付营子镇供电所","付营子镇","邢家沟门村","1503355503","电网_10kV付陈512线路邢家沟门村搬迁小区3号变",391.3,0,"姜凌子","2025-09-01"]
["承德市供电公司","滦平县供电分公司","付营子镇供电所","付营子镇","邢家沟门村","1503355504","电网_10kV付陈512线路邢家沟门村搬迁小区2号变",630,0,"姜凌子","2025-09-01"]
["承德市供电公司","滦平县供电分公司","付营子镇供电所","付营子镇","邢家沟门村","1503355505","电网_10kV付陈512线路邢家沟门村搬迁小区1号变",630,0,"姜凌子","2025-09-01"]
["承德市供电公司","滦平县供电分公司","安纯沟门镇供电所","安纯沟门镇","安纯沟门村","1503355508","电网_安纯沟门乡平安小区一号间隔配电变压器",630,0,"谢静","2025-09-01"]
["承德市供电公司","滦平县供电分公司","安纯沟门镇供电所","安纯沟门镇","安纯沟门村","1503355509","电网_安纯沟门乡平安小区五号间隔配电变压器",630,0,"谢静","2025-09-01"]
["承德市供电公司","滦平县供电分公司","安纯沟门镇供电所","安纯沟门镇","安纯沟门村","1503355510","电网_安纯沟门乡平安小区四号间隔配电变压器",630,0,"谢静","2025-09-01"]
["承德市供电公司","滦平县供电分公司","安纯沟门镇供电所","安纯沟门镇","安纯沟门村","1503355511","电网_安纯沟门乡平安小区三号间隔配电变压器",630,0,"谢静","2025-09-01"]
["承德市供电公司","滦平县供电分公司","安纯沟门镇供电所","安纯沟门镇","安纯沟门村","1503355512","电网_安纯沟门乡平安小区二号间隔配电变压器",630,0,"谢静","2025-09-01"]
["承德市供电公司","滦平县供电分公司","滦平镇供电所","中兴路街道","祥源社区","1503355546","电网_祥源小区C2-箱变配电变压器",1000,0,"梁海菊","2025-09-01"]
["承德市供电公司","滦平县供电分公司","滦平镇供电所","中兴路街道","祥源社区","1503355547","电网_祥源小区C1-箱变配电变压器",1250,0,"梁海菊","2025-09-01"]
["承德市供电公司","滦平县供电分公司","滦平镇供电所","中兴路街道","祥源社区","1503355548","电网_祥源小区C3-箱变配电变压器",1000,0,"梁海菊","2025-09-01"]
["承德市供电公司","滦平县供电分公司","滦平镇供电所","中兴路街道","祥源社区","1503355549","电网_祥源小区A3-箱变1000kVA配电变压器",1000,0,"梁海菊","2025-09-01"]
["承德市供电公司","滦平县供电分公司","滦平镇供电所","中兴路街道","祥源社区","1503355550","电网_祥源小区B1-箱变1000kVA配电变压器",1000,0,"梁海菊","2025-09-01"]
["承德市供电公司","滦平县供电分公司","滦平镇供电所","中兴路街道","鑫城社区","1503355565","鑫城小区3配电变压器",800,0,"梁海菊","2025-09-01"]
["承德市供电公司","滦平县供电分公司","滦平镇供电所","中兴路街道","鑫城社区","1503355566","鑫城小区2配电变压器",800,0,"梁海菊","2025-09-01"]
["承德市供电公司","滦平县供电分公司","滦平镇供电所","中兴路街道","鑫城社区","1503355568","鑫城1号箱变配电变压器",1250,0,"梁海菊","2025-09-01"]
["承德市供电公司","滦平县供电分公司","滦平镇供电所","中兴路街道","05鑫港社区","1503355961","电网_鑫港小区10号配电变压器",1250,0,"梁海菊","2025-09-01"]
["承德市供电公司","滦平县供电分公司","滦平镇供电所","中兴路街道","05鑫港社区","1503355962","电网_鑫港小区1配电变压器",800,0,"梁海菊","2025-09-01"]
["承德市供电公司","滦平县供电分公司","滦平镇供电所","中兴路街道","05鑫港社区","1503355963","电网_鑫港小区11配电变压器",1250,0,"梁海菊","2025-09-01"]
["承德市供电公司","滦平县供电分公司","滦平镇供电所","中兴路街道","05鑫港社区","1503355964","电网_鑫港小区12配电变压器",630,0,"梁海菊","2025-09-01"]
["承德市供电公司","滦平县供电分公司","滦平镇供电所","中兴路街道","05鑫港社区","1503355970","电网_鑫港小区13配电变压器",630,0,"梁海菊","2025-09-01"]
["承德市供电公司","滦平县供电分公司","滦平镇供电所","中兴路街道","05鑫港社区","1503355971","电网_鑫港小区14配电变压器",800,0,"梁海菊","2025-09-01"]
["承德市供电公司","滦平县供电分公司","滦平镇供电所","中兴路街道","05鑫港社区","1503355972","鑫港小区2配电变压器",1000,0,"梁海菊","2025-09-01"]
["承德市供电公司","滦平县供电分公司","滦平镇供电所","中兴路街道","05鑫港社区","1503355973","电网_鑫港小区4配电变压器",630,0,"梁海菊","2025-09-01"]
["承德市供电公司","滦平县供电分公司","滦平镇供电所","中兴路街道","05鑫港社区","1503355974","电网_鑫港小区8配电变压器",800,0,"梁海菊","2025-09-01"]
["承德市供电公司","滦平县供电分公司","滦平镇供电所","中兴路街道","05鑫港社区","1503355975","电网_鑫港小区5配电变压器",800,0,"梁海菊","2025-09-01"]
["承德市供电公司","滦平县供电分公司","滦平镇供电所","中兴路街道","05鑫港社区","1503355976","电网_鑫港小区6配电变压器",1000,0,"梁海菊","2025-09-01"]
["承德市供电公司","滦平县供电分公司","滦平镇供电所","中兴路街道","05鑫港社区","1503355977","电网_鑫港小区7配电变压器",630,0,"梁海菊","2025-09-01"]
["承德市供电公司","滦平县供电分公司","滦平镇供电所","中兴路街道","05鑫港社区","1503355978","电网_鑫港小区9配电变压器",800,0,"梁海菊","2025-09-01"]
["承德市供电公司","滦平县供电分公司","滦平镇供电所","中兴路街道","中街社区","1503355979","信合综合变（专变公用）",200,0,"梁海菊","2025-09-01"]
["承德市供电公司","滦平县供电分公司","火斗山镇供电所","付家店满族乡","付家店满族乡三道沟门村","1503356185","10千伏火马512线路三道沟门新民居",448.235,0,"李正伟","2025-09-01"]
["承德市供电公司","滦平县供电分公司","长山峪镇供电所","长山峪镇","安子岭村","1503356202","滦平县长山峪镇安子岭村村民委员会1号综合变间隔配电变压器",244.22000000000003,0,"王婷","2025-09-01"]
["承德市供电公司","滦平县供电分公司","长山峪镇供电所","长山峪镇","安子岭村","1503356203","滦平县长山峪镇安子岭村村民委员会2号综合变间隔配电变压器",630,0,"王婷","2025-09-01"]
["承德市供电公司","滦平县供电分公司","滦平镇供电所","中兴路街道","东街社区","1503356209","富强小区1-3号楼配电变压器",630,0,"梁海菊","2025-09-01"]
["承德市供电公司","滦平县供电分公司","滦平镇供电所","中兴路街道","东街社区","1503356210","富强小区4-7号楼配电变压器",1250,0,"梁海菊","2025-09-01"]
["承德市供电公司","滦平县供电分公司","滦平镇供电所","中兴路街道","东街社区","1503356211","富强小区11号楼（水岸公馆）配电变压器",800,0,"梁海菊","2025-09-01"]
["承德市供电公司","滦平县供电分公司","滦平镇供电所","中兴路街道","东街社区","1503356212","富强小区8-10号楼配电变压器",1250,0,"梁海菊","2025-09-01"]
["承德市供电公司","滦平县供电分公司","滦平镇供电所","中兴路街道","中街社区","1503356213","电网_富万家小区配电变压器",630,0,"梁海菊","2025-09-01"]
["承德市供电公司","滦平县供电分公司","滦平镇供电所","中兴路街道","鞍匠屯社区","1503356616","电网_鑫源小区廉租房箱变配电变压器",500,0,"梁海菊","2025-09-01"]
["承德市供电公司","滦平县供电分公司","滦平镇供电所","中兴路街道","桥西社区","1503356617","铁路家属楼箱变配电变压器",400,0,"梁海菊","2025-09-01"]
["承德市供电公司","滦平县供电分公司","滦平镇供电所","中兴路街道","桥西社区","1503356618","电网_汇英小区配电变压器",315,0,"梁海菊","2025-09-01"]
["承德市供电公司","滦平县供电分公司","滦平镇供电所","中兴路街道","金色阳光社区","1503357259","电网_北山开发区1配电变压器",400,0,"梁海菊","2025-09-01"]
["承德市供电公司","滦平县供电分公司","滦平镇供电所","中兴路街道","金色阳光社区","1503357260","电网_北山开发区2配电变压器",250,0,"梁海菊","2025-09-01"]
["承德市供电公司","滦平县供电分公司","滦平镇供电所","中兴路街道","金色阳光社区","1503357281","电网_北山开发区3配电变压器",800,0,"梁海菊","2025-09-01"]
["承德市供电公司","滦平县供电分公司","滦平镇供电所","中兴路街道","金色阳光社区","1503357282","电网_北山廉租房1号配电变压器",800,0,"梁海菊","2025-09-01"]
["承德市供电公司","滦平县供电分公司","滦平镇供电所","中兴路街道","金色阳光社区","1503357283","电网_北山廉租房2号配电变压器",315,0,"梁海菊","2025-09-01"]
["承德市供电公司","滦平县供电分公司","滦平镇供电所","中兴路街道","金色阳光社区","1503357284","电网_金色阳光G区配电变压器",250,0,"梁海菊","2025-09-01"]
["承德市供电公司","滦平县供电分公司","滦平镇供电所","中兴路街道","石头沟门社区","1503357285","电网_石头沟门商住楼配电变压器",315,0,"梁海菊","2025-09-01"]
["承德市供电公司","滦平县供电分公司","滦平镇供电所","中兴路街道","鑫城社区","1503357750","幸福家园4配电变压器",630,0,"梁海菊","2025-09-01"]
["承德市供电公司","滦平县供电分公司","滦平镇供电所","中兴路街道","鑫城社区","1503357751","幸福家园5配电变压器",630,0,"梁海菊","2025-09-01"]
["承德市供电公司","滦平县供电分公司","滦平镇供电所","中兴路街道","鑫城社区","1503357752","坑木林场配电变压器",1245,0,"梁海菊","2025-09-01"]
["承德市供电公司","滦平县供电分公司","滦平镇供电所","中兴路街道","东街社区","1503357753","电缆段配电变压器",630,0,"梁海菊","2025-09-01"]
["承德市供电公司","滦平县供电分公司","滦平镇供电所","中兴路街道","新建路社区","1503357754","电网_水务局配电变压器",250,0,"梁海菊","2025-09-01"]
["承德市供电公司","滦平县供电分公司","滦平镇供电所","中兴路街道","北大街社区","1503357755","老干部局配电变压器",400,0,"梁海菊","2025-09-01"]
["承德市供电公司","滦平县供电分公司","滦平镇供电所","中兴路街道","北大街社区","1503357756","电网_丽景家园配电变压器",630,0,"梁海菊","2025-09-01"]
["承德市供电公司","滦平县供电分公司","滦平镇供电所","中兴路街道","鑫城社区","1503365566","幸福家园6高压间隔配电变压器",630,0,"梁海菊","2025-09-01"]
["承德市供电公司","滦平县供电分公司","滦平镇供电所","中兴路街道","北大街社区","1503365567","电网_丽景家园2高压间隔配电变压器",2000,0,"梁海菊","2025-09-01"]
["承德市供电公司","滦平县供电分公司","滦平镇供电所","中兴路街道","鑫城社区","1503365568","幸福家园7高压间隔配电变压器",630,0,"梁海菊","2025-09-01"]
["承德市供电公司","滦平县供电分公司","滦平镇供电所","中兴路街道","石头沟门社区","1503365569","育才苑1高压间隔配电变压器",1000,0,"梁海菊","2025-09-01"]
["承德市供电公司","滦平县供电分公司","滦平镇供电所","中兴路街道","东街社区","1503365570","庄普家园高压间隔配电变压器",500,0,"梁海菊","2025-09-01"]
["承德市供电公司","滦平县供电分公司","滦平镇供电所","中兴路街道","鑫城社区","1503365571","幸福家园8高压间隔配电变压器",630,0,"梁海菊","2025-09-01"]
["承德市供电公司","滦平县供电分公司","滦平镇供电所","中兴路街道","鑫城社区","1503365572","幸福家园9高压间隔配电变压器",630,0,"梁海菊","2025-09-01"]
["承德市供电公司","滦平县供电分公司","滦平镇供电所","中兴路街道","石头沟门社区","1503365573","育才苑2高压间隔配电变压器",800,0,"梁海菊","2025-09-01"]
["承德市供电公司","滦平县供电分公司","滦平镇供电所","滦平镇","桥东社区","1503365574","电网_菜市场高压间隔配电变压器",394.96,0,"梁海菊","2025-09-01"]
["承德市供电公司","滦平县供电分公司","张百湾镇供电所","大屯镇","岑沟村","1503367104","电网_10kV张东515线路岑沟5.6队公变.",131.12,0,"贾琼","2025-09-01"]
["承德市供电公司","滦平县供电分公司","滦平镇供电所","中兴路街道","中街社区","1503367108","电网_融和时代4高压间隔配电变压器",630,0,"梁海菊","2025-09-01"]
["承德市供电公司","滦平县供电分公司","滦平镇供电所","中兴路街道","中街社区","1503367109","电网_融和时代3高压间隔配电变压器",1250,0,"梁海菊","2025-09-01"]
["承德市供电公司","滦平县供电分公司","滦平镇供电所","中兴路街道","中街社区","1503367110","电网_融和时代2高压间隔配电变压器",1600,0,"梁海菊","2025-09-01"]
["承德市供电公司","滦平县供电分公司","滦平镇供电所","中兴路街道","中街社区","1503367111","电网_融和时代1高压间隔配电变压器",1250,0,"梁海菊","2025-09-01"]
["承德市供电公司","滦平县供电分公司","滦平镇供电所","中兴路街道","中街社区","1503367112","电网_融和领秀7高压间隔配电变压器",800,0,"梁海菊","2025-09-01"]
["承德市供电公司","滦平县供电分公司","滦平镇供电所","中兴路街道","中街社区","1503367113","电网_融和领秀6高压间隔配电变压器",800,0,"梁海菊","2025-09-01"]
["承德市供电公司","滦平县供电分公司","滦平镇供电所","中兴路街道","中街社区","1503367114","电网_融和领秀5高压间隔配电变压器",800,0,"梁海菊","2025-09-01"]
["承德市供电公司","滦平县供电分公司","滦平镇供电所","中兴路街道","中街社区","1503367115","电网_融和领秀4高压间隔配电变压器",800,0,"梁海菊","2025-09-01"]
["承德市供电公司","滦平县供电分公司","滦平镇供电所","中兴路街道","中街社区","1503367116","电网_融和领秀3高压间隔配电变压器",800,0,"梁海菊","2025-09-01"]
["承德市供电公司","滦平县供电分公司","滦平镇供电所","中兴路街道","中街社区","1503367117","电网_融和领秀2高压间隔配电变压器",800,0,"梁海菊","2025-09-01"]
["承德市供电公司","滦平县供电分公司","滦平镇供电所","中兴路街道","中街社区","1503367118","电网_融和领秀1高压间隔配电变压器",800,0,"梁海菊","2025-09-01"]
["承德市供电公司","滦平县供电分公司","张百湾镇供电所","大屯镇","岑沟村","1503370703","电网_10kV张东515线路岑沟外公变",54.78999999999999,0,"贾琼","2025-09-01"]
["承德市供电公司","滦平县供电分公司","安纯沟门镇供电所","平坊乡","路营村","1503380905","10千伏滦小519线路路营沟口公变",100,0,"谢静","2025-09-01"]
["承德市供电公司","滦平县供电分公司","滦平镇供电所","中兴路街道","东街社区","1503383386","佟雀台小区高压间隔配电变压器",630,0,"梁海菊","2025-09-01"]
["承德市供电公司","滦平县供电分公司","张百湾镇供电所","大屯镇","窑沟门村","1503386488","窑沟门易地搬迁社区4号变",558,0,"贾琼","2025-09-01"]
["承德市供电公司","滦平县供电分公司","张百湾镇供电所","大屯镇","窑沟门村","1503386489","窑沟门易地搬迁社区3号变",800,0,"贾琼","2025-09-01"]
["承德市供电公司","滦平县供电分公司","张百湾镇供电所","大屯镇","窑沟门村","1503386490","窑沟门易地搬迁社区2号变",800,0,"贾琼","2025-09-01"]
["承德市供电公司","滦平县供电分公司","张百湾镇供电所","大屯镇","窑沟门村","1503386491","窑沟门易地搬迁社区1号变",800,0,"贾琼","2025-09-01"]
["承德市供电公司","滦平县供电分公司","滦平镇供电所","中兴路街道","桥东社区","1503391646","电网_滦平一中综合变高压间隔配电变压器",630,0,"梁海菊","2025-09-01"]
["承德市供电公司","滦平县供电分公司","张百湾镇供电所","张百湾镇","西洼子村","1503394273","10kV张吴513线路西洼子小区二台公变",350,0,"贾琼","2025-09-01"]
["承德市供电公司","滦平县供电分公司","张百湾镇供电所","张百湾镇","西洼子村","1503394274","西洼子小区三台",400,0,"贾琼","2025-09-01"]
["承德市供电公司","滦平县供电分公司","张百湾镇供电所","张百湾镇","西井沟村","1503394275","电网_10kV张吴513线路西井沟南二台公变",49.44,0,"贾琼","2025-09-01"]
["承德市供电公司","滦平县供电分公司","红旗镇供电所","小营镇","小营村","1503394998","电网_小付525线路小营小桥",92.335,0,"杜正舟","2025-09-01"]
["承德市供电公司","滦平县供电分公司","红旗镇供电所","红旗镇","桥头村","1503394999","电网_10kV紅梁511线路桥头北",43.78,0,"杜正舟","2025-09-01"]
["承德市供电公司","滦平县供电分公司","红旗镇供电所","红旗镇","大沟村","1503395000","红小512线路水泉沟南",61.77,0,"杜正舟","2025-09-01"]
["承德市供电公司","滦平县供电分公司","红旗镇供电所","红旗镇","桥头村","1503395001","电网_10kV紅梁511线路桥头中",54.25,0,"杜正舟","2025-09-01"]
["承德市供电公司","滦平县供电分公司","红旗镇供电所","红旗镇","大沟村","1503395002","电网_红小512线路廉围子南",32.89,0,"杜正舟","2025-09-01"]
["承德市供电公司","滦平县供电分公司","红旗镇供电所","红旗镇","桥头村","1503395003","10kV紅梁511线路桥头南地",143.5,0,"杜正舟","2025-09-01"]
["承德市供电公司","滦平县供电分公司","红旗镇供电所","红旗镇","红旗村","1503395004","10kV紅梁511线路红旗后沟门",114.55000000000001,0,"杜正舟","2025-09-01"]
["承德市供电公司","滦平县供电分公司","红旗镇供电所","小营镇","三家村","1503395005","小哈522线路三家东",64.53999999999999,0,"杜正舟","2025-09-01"]
["承德市供电公司","滦平县供电分公司","红旗镇供电所","小营镇","外铺村","1503395006","电网_小哈522线路东沟脑广场",100,0,"杜正舟","2025-09-01"]
["承德市供电公司","滦平县供电分公司","红旗镇供电所","红旗镇","红旗村","1503395007","红小512线路红旗富家沟",83.94,0,"杜正舟","2025-09-01"]
["承德市供电公司","滦平县供电分公司","付营子镇供电所","付营子镇","付营子村","1503395009","10kV付陈512线路付营子村南公变",100,0,"姜凌子","2025-09-01"]
["承德市供电公司","滦平县供电分公司","付营子镇供电所","付营子镇","付营子村","1503395010","10kV付陈512线路北沟小区北公变",39.355,0,"姜凌子","2025-09-01"]
["承德市供电公司","滦平县供电分公司","付营子镇供电所","付营子镇","温家台村","1503395011","电网_10kV付九516线路温台梁上公变",120.28,0,"姜凌子","2025-09-01"]
["承德市供电公司","滦平县供电分公司","付营子镇供电所","付营子镇","温家台村","1503395012","电网_10kV付九516线路温台苏门公变",200,0,"姜凌子","2025-09-01"]
["承德市供电公司","滦平县供电分公司","付营子镇供电所","付营子镇","头道河村","1503395013","电网_10kV付九516线路云盘沟门东公变",84.85,0,"姜凌子","2025-09-01"]
["承德市供电公司","滦平县供电分公司","付营子镇供电所","付营子镇","头道河村","1503395014","10kV付九516线路云盘沟门西公变",100,0,"姜凌子","2025-09-01"]
["承德市供电公司","滦平县供电分公司","付营子镇供电所","付营子镇","青石垛村","1503395016","电网_10kV付九516线路黄土湾公变",20.799999999999997,0,"姜凌子","2025-09-01"]
["承德市供电公司","滦平县供电分公司","付营子镇供电所","付营子镇","青石垛村","1503395017","电网_10kV付九516线路湖门新公变",32.2,0,"姜凌子","2025-09-01"]
["承德市供电公司","滦平县供电分公司","付营子镇供电所","付营子镇","三成店村","1503395018","电网_10kV付九516线路三成店上新公变",33.230000000000004,0,"姜凌子","2025-09-01"]
["承德市供电公司","滦平县供电分公司","付营子镇供电所","付营子镇","三成店村","1503395019","电网_10kV付九516线路贾家店新公变",100,0,"姜凌子","2025-09-01"]
["承德市供电公司","滦平县供电分公司","付营子镇供电所","付营子镇","温家台村","1503395020","电网_10kV付九516线路温台村新公变",31.575000000000003,0,"姜凌子","2025-09-01"]
["承德市供电公司","滦平县供电分公司","付营子镇供电所","付营子镇","温台村村","1503395021","10kV付九516线路老西营子东公变",58.08000000000001,0,"姜凌子","2025-09-01"]
["承德市供电公司","滦平县供电分公司","付营子镇供电所","付营子镇","王营子村","1503395024","10kV付红515线路王营子中公变",200,0,"姜凌子","2025-09-01"]
["承德市供电公司","滦平县供电分公司","付营子镇供电所","付营子镇","王营子村","1503395025","10kV付红515线路平山北公变",150.55,0,"姜凌子","2025-09-01"]
["承德市供电公司","滦平县供电分公司","付营子镇供电所","付营子镇","头道河村","1503395026","10kV付红515线路三道河北公变",63.02000000000001,0,"姜凌子","2025-09-01"]
["承德市供电公司","滦平县供电分公司","付营子镇供电所","付营子镇","红石砬村","1503395027","10kV付红515线路小烟墩沟新公变",94.52,0,"姜凌子","2025-09-01"]
["承德市供电公司","滦平县供电分公司","付营子镇供电所","付营子镇","凡西营村","1503395029","10kV付陈512线路东宫庙公变",32.400000000000006,0,"姜凌子","2025-09-01"]
["承德市供电公司","滦平县供电分公司","付营子镇供电所","付营子镇","凡西营村","1503395030","10kV付陈512线路凡西营东公变",89.07,0,"姜凌子","2025-09-01"]
["承德市供电公司","滦平县供电分公司","付营子镇供电所","付营子镇","头道河村","1503395031","电网_10kV付陈512线路头道河西公变",200,0,"姜凌子","2025-09-01"]
["承德市供电公司","滦平县供电分公司","付营子镇供电所","付营子镇","羊草沟门村","1503395032","10kV付红515线路前进沟里",28.879999999999995,0,"姜凌子","2025-09-01"]
["承德市供电公司","滦平县供电分公司","付营子镇供电所","付营子镇","靳家沟门村","1503395033","10kV付红515线路北山根公变",50,0,"姜凌子","2025-09-01"]
["承德市供电公司","滦平县供电分公司","付营子镇供电所","付营子镇","靳家沟门村","1503395034","10kV付红515线路八亩地公变",31.58,0,"姜凌子","2025-09-01"]
["承德市供电公司","滦平县供电分公司","付营子镇供电所","付营子镇","王营子村","1503395035","10kV付红515线路八家北公变",40.05,0,"姜凌子","2025-09-01"]
["承德市供电公司","滦平县供电分公司","火斗山镇供电所","马营子满族乡","马营子满族乡于营子村","1503395036","马于512线路河东（新）",50.12,0,"李正伟","2025-09-01"]
["承德市供电公司","滦平县供电分公司","火斗山镇供电所","马营子满族乡","马营子满族乡高营子村","1503395038","马于512线路南台沟（新）",100,0,"李正伟","2025-09-01"]
["承德市供电公司","滦平县供电分公司","火斗山镇供电所","马营子满族乡","马营子满族乡南大庙村","1503395039","马付511西沟门新增",177,0,"李正伟","2025-09-01"]
["承德市供电公司","滦平县供电分公司","火斗山镇供电所","付家店满族乡","付家店满族乡北店子村","1503395040","马付511南沟门（新）",100,0,"李正伟","2025-09-01"]
["承德市供电公司","滦平县供电分公司","火斗山镇供电所","付家店满族乡","付家店满族乡代营村","1503395041","马付511代营（新）",75.2,0,"李正伟","2025-09-01"]
["承德市供电公司","滦平县供电分公司","火斗山镇供电所","马营子满族乡","马营子满族乡南大庙村","1503395042","马付511吴营（新）",87.68,0,"李正伟","2025-09-01"]
["承德市供电公司","滦平县供电分公司","火斗山镇供电所","付家店满族乡","付家店满族乡北店子村","1503395043","马付511八什汉台区（新）",89.95,0,"李正伟","2025-09-01"]
["承德市供电公司","滦平县供电分公司","火斗山镇供电所","付家店满族乡","付家店满族乡付家店村","1503395044","承德滦平县10kV火马512线路付家店台区（新）",82.815,0,"李正伟","2025-09-01"]
["承德市供电公司","滦平县供电分公司","火斗山镇供电所","付家店满族乡","付家店满族乡付家店村","1503395045","电网_承德滦平县10kV火马512线路青龙泉台区（新）",67,0,"李正伟","2025-09-01"]
["承德市供电公司","滦平县供电分公司","火斗山镇供电所","火斗山镇","火斗山镇火斗山村","1503395047","工业515线路下三道沟台区（新）",112.5,0,"李正伟","2025-09-01"]
["承德市供电公司","滦平县供电分公司","张百湾镇供电所","大屯镇","岑沟村","1503395048","电网_10kV张东515线路岑沟中公变",100,0,"贾琼","2025-09-01"]
["承德市供电公司","滦平县供电分公司","张百湾镇供电所","张百湾镇","兰旗村","1503395049","电网_10kV张兰517线路蓝旗三公变",42.80000000000001,0,"贾琼","2025-09-01"]
["承德市供电公司","滦平县供电分公司","张百湾镇供电所","张百湾镇","西洼子村","1503395050","电网_10kV张兰517线路西洼子四台公变",43.69999999999999,0,"贾琼","2025-09-01"]
["承德市供电公司","滦平县供电分公司","张百湾镇供电所","张百湾镇","兰旗村","1503395051","10kV张兰517线路石虎沟三公变",111.83,0,"贾琼","2025-09-01"]
["承德市供电公司","滦平县供电分公司","张百湾镇供电所","张百湾镇","周营子村","1503395052","电网_10kV张兰517线路周营子西公变",43.50999999999999,0,"贾琼","2025-09-01"]
["承德市供电公司","滦平县供电分公司","张百湾镇供电所","张百湾镇","周营子村","1503395053","电网_10kV张兰517线路西沟上铺公变",38.63,0,"贾琼","2025-09-01"]
["承德市供电公司","滦平县供电分公司","张百湾镇供电所","大屯镇","兴洲村","1503395054","电网_10kV张东515线路东沟里二公变",188.17,0,"贾琼","2025-09-01"]
["承德市供电公司","滦平县供电分公司","长山峪镇供电所","长山峪镇","蕨菜沟村","1503396639","电网_10kV三靳514线路北阳坡东公变",100,0,"王婷","2025-09-01"]
["承德市供电公司","滦平县供电分公司","长山峪镇供电所","长山峪镇","安子岭村","1503396640","电网_10kV三靳514线路下铺一东公变",30.5,0,"王婷","2025-09-01"]
["承德市供电公司","滦平县供电分公司","张百湾镇供电所","大屯镇","大屯村","1503396641","电网_10kV张滦516线路大屯西公变",348.79,0,"贾琼","2025-09-01"]
["承德市供电公司","滦平县供电分公司","张百湾镇供电所","大屯镇","大屯村","1503396642","10kV张滦516线路大屯南公变",150.8,0,"贾琼","2025-09-01"]
["承德市供电公司","滦平县供电分公司","长山峪镇供电所","长山峪镇","长山峪村","1503396643","电网_10kV三靳514线路东福铁营公变",73.66,0,"王婷","2025-09-01"]
["承德市供电公司","滦平县供电分公司","长山峪镇供电所","长山峪镇","三道营村","1503396644","电网_10kV三靳514线路三营东公变",158.95,0,"王婷","2025-09-01"]
["承德市供电公司","滦平县供电分公司","长山峪镇供电所","长山峪镇","三道营村","1503396645","电网_10kV三靳514线路头营北公变",148.8,0,"王婷","2025-09-01"]
["承德市供电公司","滦平县供电分公司","长山峪镇供电所","长山峪镇","蕨菜沟村","1503396646","电网_10kV三靳514线路蕨菜沟村北公变",85.15,0,"王婷","2025-09-01"]
["承德市供电公司","滦平县供电分公司","长山峪镇供电所","长山峪镇","三道梁村","1503396647","10kV三靳514线路杨树下西公变",160,0,"王婷","2025-09-01"]
["承德市供电公司","滦平县供电分公司","张百湾镇供电所","大屯镇","窑沟门村","1503396648","电网_10kV张滦516线路南沟门涵洞公变",132.1,0,"贾琼","2025-09-01"]
["承德市供电公司","滦平县供电分公司","长山峪镇供电所","长山峪镇","宋窝铺村","1503396650","电网_512线路宋窝铺四道沟公变",38.85,0,"王婷","2025-09-01"]
["承德市供电公司","滦平县供电分公司","长山峪镇供电所","长山峪镇","宋窝铺村","1503396651","电网_512线路宋窝铺七道沟公变",58.42,0,"王婷","2025-09-01"]
["承德市供电公司","滦平县供电分公司","长山峪镇供电所","长山峪镇","长山峪村","1503396653","电网_512线路西小营西公变",181.76,0,"王婷","2025-09-01"]
["承德市供电公司","滦平县供电分公司","长山峪镇供电所","长山峪镇","长山峪村","1503396654","512线路大地上营公变",99.3,0,"王婷","2025-09-01"]
["承德市供电公司","滦平县供电分公司","虎什哈镇供电所","虎什哈镇","猴山村韭菜沟","1503396655","电网_10kV虎七512线路猴山韭菜沟二台区",48.900000000000006,0,"赵智群","2025-09-01"]
["承德市供电公司","滦平县供电分公司","张百湾镇供电所","大屯镇","东窑上村","1503396658","电网_10kV张滦516线路三岔口二公变",200,0,"贾琼","2025-09-01"]
["承德市供电公司","滦平县供电分公司","张百湾镇供电所","大屯镇","东窑上村","1503396659","电网_10kV张滦516线路三岔口西二公变",76.76,0,"贾琼","2025-09-01"]
["承德市供电公司","滦平县供电分公司","安纯沟门镇供电所","安纯沟门镇","小白旗村","1503396661","虎大511线路小白旗村东台区",120.98,0,"谢静","2025-09-01"]
["承德市供电公司","滦平县供电分公司","张百湾镇供电所","滦平镇","王家沟村","1503396663","10kV张滦516线路王家沟南公变",81.75,0,"贾琼","2025-09-01"]
["承德市供电公司","滦平县供电分公司","红旗镇供电所","红旗镇","塔子沟村","1503396664","电网_红白513线路塔子沟南岔沟门公变",16.68,0,"杜正舟","2025-09-01"]
["承德市供电公司","滦平县供电分公司","安纯沟门镇供电所","安纯沟门镇","小白旗村","1503396666","电网_虎大511线路小白旗村西台区",147.32999999999998,0,"谢静","2025-09-01"]
["承德市供电公司","滦平县供电分公司","张百湾镇供电所","张百湾镇","宋营村","1503396667","电网_10kV张吴513线路大栅子三公变",41.02,0,"贾琼","2025-09-01"]
["承德市供电公司","滦平县供电分公司","张百湾镇供电所","张百湾镇","宋营村","1503396668","电网_10kV张吴513线路小栅西公变",30.180000000000007,0,"贾琼","2025-09-01"]
["承德市供电公司","滦平县供电分公司","张百湾镇供电所","张百湾镇","西井沟村","1503396669","电网_10kV张吴513线路盘龙寺二变",100,0,"贾琼","2025-09-01"]
["承德市供电公司","滦平县供电分公司","虎什哈镇供电所","虎什哈镇","虎什哈村黄旗沟","1503396670","电网_10kV黄旗513线路黄旗沟二公变",260,0,"赵智群","2025-09-01"]
["承德市供电公司","滦平县供电分公司","张百湾镇供电所","张百湾镇","山前村","1503396694","电网_10kV张河521线路山西头二公变",46.75,0,"贾琼","2025-09-01"]
["承德市供电公司","滦平县供电分公司","虎什哈镇供电所","虎什哈镇","虎什哈村镇直","1503396695","10kV黄旗513线路镇直五公变",389.99,0,"赵智群","2025-09-01"]
["承德市供电公司","滦平县供电分公司","火斗山镇供电所","付家店满族乡","付家店满族乡付家店村","1503396696","电网_火马512线路付家店新增2台区",100,0,"李正伟","2025-09-01"]
["承德市供电公司","滦平县供电分公司","张百湾镇供电所","张百湾镇","河北村","1503396697","电网_10kV张河521线路石岭二公变",100,0,"贾琼","2025-09-01"]
["承德市供电公司","滦平县供电分公司","巴克什营镇供电所","两间房镇","大石门村","1503396698","10千伏巴色516线路小石门冯家公变",94.7,0,"张睿敏","2025-09-01"]
["承德市供电公司","滦平县供电分公司","张百湾镇供电所","张百湾镇","周营子村","1503396699","电网_10kV张兰517线路辛营三台公变",100,0,"贾琼","2025-09-01"]
["承德市供电公司","滦平县供电分公司","虎什哈镇供电所","虎什哈镇","六道河村","1503396700","电网_10kV虎七512线路六道河三台区",200,0,"赵智群","2025-09-01"]
["承德市供电公司","滦平县供电分公司","张百湾镇供电所","张百湾镇","下南沟村","1503396701","电网_10kV张吴513线路下南沟三公变",24.11,0,"贾琼","2025-09-01"]
["承德市供电公司","滦平县供电分公司","虎什哈镇供电所","五道营子满族乡","老米沟村范家沟","1503396702","电网_金五515线路范家沟二公变",123.75,0,"赵智群","2025-09-01"]
["承德市供电公司","滦平县供电分公司","巴克什营镇供电所","两间房镇","大石门村","1503396703","电网_10KV巴色516线路大石棚西山公变",94.17,0,"张睿敏","2025-09-01"]
["承德市供电公司","滦平县供电分公司","巴克什营镇供电所","巴克什营镇","花楼沟村","1503396705","电网_10kV巴两516线路花楼沟河北公变",94.96,0,"张睿敏","2025-09-01"]
["承德市供电公司","滦平县供电分公司","巴克什营镇供电所","巴克什营镇","山神庙村","1503396706","电网_10kV巴营513线路虎头山东沟门公变",56,0,"张睿敏","2025-09-01"]
["承德市供电公司","滦平县供电分公司","巴克什营镇供电所","两间房镇","色树沟村","1503396707","色树沟炭局子公变",100,0,"张睿敏","2025-09-01"]
["承德市供电公司","滦平县供电分公司","巴克什营镇供电所","巴克什营镇","花楼沟村","1503396709","电网_10kV巴两516线路桑树沟公变",32.650000000000006,0,"张睿敏","2025-09-01"]
["承德市供电公司","滦平县供电分公司","张百湾镇供电所","张百湾镇","陈营村","1503396710","电网_10kV张滦516线路陈营大埔东公变",100,0,"贾琼","2025-09-01"]
["承德市供电公司","滦平县供电分公司","张百湾镇供电所","张百湾镇","宋营村","1503396711","电网_10kV张吴513线路小栅东",47.61,0,"贾琼","2025-09-01"]
["承德市供电公司","滦平县供电分公司","巴克什营镇供电所","两间房镇","色树沟村","1503396712","10千伏巴色516线路水泉魏家公变",85.72,0,"张睿敏","2025-09-01"]
["承德市供电公司","滦平县供电分公司","巴克什营镇供电所","两间房镇","大石门村","1503396713","10千伏巴色516线路石洞公变",100,0,"张睿敏","2025-09-01"]
["承德市供电公司","滦平县供电分公司","张百湾镇供电所","张百湾镇","山前村","1503396714","电网_承德滦平县10kV山前东台区（新）",51.04,0,"贾琼","2025-09-01"]
["承德市供电公司","滦平县供电分公司","巴克什营镇供电所","巴克什营镇","营盘村","1503396715","电网_10kV巴营513线路范家沟公变",100,0,"张睿敏","2025-09-01"]
["承德市供电公司","滦平县供电分公司","张百湾镇供电所","张百湾镇","周营子村","1503396716","10kV张兰517线路小老虎沟四公变",20.33,0,"贾琼","2025-09-01"]
["承德市供电公司","滦平县供电分公司","巴克什营镇供电所","巴克什营镇","巴克什营村","1503396722","电网_10kV巴营513线路上二寨康家台区",20,0,"张睿敏","2025-09-01"]
["承德市供电公司","滦平县供电分公司","张百湾镇供电所","张百湾镇","山前村","1503396723","电网_承德滦平县10kV山前台区（新）",90,0,"贾琼","2025-09-01"]
["承德市供电公司","滦平县供电分公司","巴克什营镇供电所","巴克什营镇","巴克什营村","1503396724","电网_10kV巴营513线路东营三道沟公变",100,0,"张睿敏","2025-09-01"]
["承德市供电公司","滦平县供电分公司","长山峪镇供电所","长山峪镇","东营村","1503396726","电网_513线路小平台西公变",165.075,0,"王婷","2025-09-01"]
["承德市供电公司","滦平县供电分公司","长山峪镇供电所","长山峪镇","东营村","1503396727","513线路东营北公变",152.515,0,"王婷","2025-09-01"]
["承德市供电公司","滦平县供电分公司","长山峪镇供电所","长山峪镇","西营村","1503396729","电网_513线路沈营东公变",194.5,0,"王婷","2025-09-01"]
["承德市供电公司","滦平县供电分公司","长山峪镇供电所","长山峪镇","西营村","1503396730","513线路姜台西公变",24.760000000000005,0,"王婷","2025-09-01"]
["承德市供电公司","滦平县供电分公司","长山峪镇供电所","长山峪镇","西营村","1503396731","电网_513线路黑山咀西公变",49.5,0,"王婷","2025-09-01"]
["承德市供电公司","滦平县供电分公司","巴克什营镇供电所","巴克什营镇","缸房村","1503396732","电网_10kV巴两516线路候营街西头公变",52.12,0,"张睿敏","2025-09-01"]
["承德市供电公司","滦平县供电分公司","长山峪镇供电所","长山峪镇","东营村","1503396733","电网_513线路小平台营房公变",37,0,"王婷","2025-09-01"]
["承德市供电公司","滦平县供电分公司","巴克什营镇供电所","巴克什营镇","缸房村","1503396734","10kV巴两516线路缸房西街头公变",78.29,0,"张睿敏","2025-09-01"]
["承德市供电公司","滦平县供电分公司","巴克什营镇供电所","巴克什营镇","巴克什营镇缸房村","1503396735","电网_10kV巴两516线路缸房阳坡顶公变",26.840000000000003,0,"张睿敏","2025-09-01"]
["承德市供电公司","滦平县供电分公司","巴克什营镇供电所","两间房镇","大石门村","1503396736","电网_巴色516线路马家公变",100,0,"张睿敏","2025-09-01"]
["承德市供电公司","滦平县供电分公司","长山峪镇供电所","长山峪镇","西营村","1503396737","电网_513线路西营桥头公变",200,0,"王婷","2025-09-01"]
["承德市供电公司","滦平县供电分公司","长山峪镇供电所","长山峪镇","黄木局村","1503396738","电网_513线路谭窝铺后沟公变",152.73,0,"王婷","2025-09-01"]
["承德市供电公司","滦平县供电分公司","长山峪镇供电所","长山峪镇","东营村","1503396739","电网_513线路北街东公变",192,0,"王婷","2025-09-01"]
["承德市供电公司","滦平县供电分公司","巴克什营镇供电所","巴克什营镇","营盘村","1503396740","电网_10kV巴营513线路营盘河南公变",74.03999999999999,0,"张睿敏","2025-09-01"]
["承德市供电公司","滦平县供电分公司","巴克什营镇供电所","两间房镇","两间房村","1503396742","10千伏巴色516线路土城三组公变",116.02,0,"张睿敏","2025-09-01"]
["承德市供电公司","滦平县供电分公司","巴克什营镇供电所","巴克什营镇","巴克什营村","1503396743","电网_10千伏巴营513线路瓦房沟公变",20.349999999999994,0,"张睿敏","2025-09-01"]
["承德市供电公司","滦平县供电分公司","安纯沟门镇供电所","安纯沟门镇","曹营村","1503396745","电网_滦小519曹营河南台区",130.18,0,"谢静","2025-09-01"]
["承德市供电公司","滦平县供电分公司","巴克什营镇供电所","巴克什营镇","山神庙村","1503396746","电网_10千伏巴营513线路北沟孟家公变",60.94,0,"张睿敏","2025-09-01"]
["承德市供电公司","滦平县供电分公司","安纯沟门镇供电所","平坊乡","平坊村","1503396748","电网_滦小519平坊东台区",163.425,0,"谢静","2025-09-01"]
["承德市供电公司","滦平县供电分公司","滦平镇供电所","滦平镇","庄头营村","1503396749","电网_10kV农电511线路瓦房",193.52,0,"梁海菊","2025-09-01"]
["承德市供电公司","滦平县供电分公司","滦平镇供电所","滦平镇","庄头营村","1503396750","10kV农电511线路所家沟门",341.76,0,"梁海菊","2025-09-01"]
["承德市供电公司","滦平县供电分公司","滦平镇供电所","滦平镇","东营","1503396751","电网_10kV农电511线路东营3",69.57,0,"梁海菊","2025-09-01"]
["承德市供电公司","滦平县供电分公司","巴克什营镇供电所","巴克什营镇","孙家沟村","1503396801","电网_10kV巴两516线路新房一队王家公变",92.08,0,"张睿敏","2025-09-01"]
["承德市供电公司","滦平县供电分公司","巴克什营镇供电所","巴克什营镇","花楼沟村","1503396802","电网_10kV巴两516线路葫芦沟公变",50.63,0,"张睿敏","2025-09-01"]
["承德市供电公司","滦平县供电分公司","巴克什营镇供电所","巴克什营镇","花楼沟村","1503396803","电网_10kV巴两516线路崔家2号公变",200,0,"张睿敏","2025-09-01"]
["承德市供电公司","滦平县供电分公司","巴克什营镇供电所","巴克什营镇","花楼沟村","1503396804","电网_10kV巴两516线路朱家2号公变",200,0,"张睿敏","2025-09-01"]
["承德市供电公司","滦平县供电分公司","巴克什营镇供电所","两间房镇","大石门村","1503396805","黑沟公变",100,0,"张睿敏","2025-09-01"]
["承德市供电公司","滦平县供电分公司","巴克什营镇供电所","巴克什营镇","花楼沟村","1503396811","电网_10千伏巴两516线路煤窑沟公变",20,0,"张睿敏","2025-09-01"]
["承德市供电公司","滦平县供电分公司","金沟屯镇供电所","金沟屯镇","丁营","1503396813","承德滦平县10kV金金512线路丁营台区（新）",177.56,0,"赵永军","2025-09-01"]
["承德市供电公司","滦平县供电分公司","巴克什营镇供电所","巴克什营镇","营盘村","1503396816","电网_10kV巴营513线路驼树沟公变",22.069999999999993,0,"张睿敏","2025-09-01"]
["承德市供电公司","滦平县供电分公司","巴克什营镇供电所","巴克什营镇","巴克什营村","1503396819","电网_10kV巴营513线路路东2公变",466,0,"张睿敏","2025-09-01"]
["承德市供电公司","滦平县供电分公司","巴克什营镇供电所","巴克什营镇","巴克什营村","1503396820","电网_10kV巴营513线路北山根2号公变",200,0,"张睿敏","2025-09-01"]
["承德市供电公司","滦平县供电分公司","金沟屯镇供电所","金沟屯镇","下甸子等台区村","1503396827","承德滦平县10kV金西517线路下甸子等台区1号（新）",136.66,0,"赵永军","2025-09-01"]
["承德市供电公司","滦平县供电分公司","滦平镇供电所","滦平镇","杨树沟门村","1503396828","10kV城刘512线路杨树沟门马场公变2",100,0,"梁海菊","2025-09-01"]
["承德市供电公司","滦平县供电分公司","金沟屯镇供电所","金沟屯镇","上甸子","1503396829","承德滦平县10kV金西517线路上甸子台区（新）",150,0,"赵永军","2025-09-01"]
["承德市供电公司","滦平县供电分公司","金沟屯镇供电所","金沟屯镇","滦河沿村","1503396830","承德滦平县10kV金西517线路滦河沿中台区（新）",356.05,0,"赵永军","2025-09-01"]
["承德市供电公司","滦平县供电分公司","两间房镇供电所","两间房镇","三道沟村","1503396831","电网_南大洼公变",147.2,0,"刘宗海","2025-09-01"]
["承德市供电公司","滦平县供电分公司","两间房镇供电所","两间房镇","三道沟村","1503396875","电网_五道沟上队公变",200,0,"刘宗海","2025-09-01"]
["承德市供电公司","滦平县供电分公司","张百湾镇供电所","张百湾镇","下洼子村","1503396888","10kV蓝旗517山嘴二公变",115.44,0,"贾琼","2025-09-01"]
["承德市供电公司","滦平县供电分公司","张百湾镇供电所","张百湾镇","偏道子村","1503396889","蓝旗517偏道子二公变",143.025,0,"贾琼","2025-09-01"]
["承德市供电公司","滦平县供电分公司","付营子镇供电所","付营子镇","羊草沟门村","1503400672","电网_10kV付红515线路羊草沟门村易地搬迁小区配电变压器",315,0,"姜凌子","2025-09-01"]
["承德市供电公司","滦平县供电分公司","巴克什营镇供电所","巴克什营镇","古城川村","1503400677","电网_10kV巴两516线路古城川前街兰西地公变",100,0,"张睿敏","2025-09-01"]
["承德市供电公司","滦平县供电分公司","巴克什营镇供电所","巴克什营镇","古城川村","1503400678","电网_10kV巴两516线路古城川前街西头公变",100,0,"张睿敏","2025-09-01"]
["承德市供电公司","滦平县供电分公司","巴克什营镇供电所","两间房镇","两间房村","1503400680","火石沟小梁西公变",20.08,0,"张睿敏","2025-09-01"]
["承德市供电公司","滦平县供电分公司","巴克什营镇供电所","巴克什营镇","花楼沟村","1503400681","电网_10KV巴两516线路小秃山公变",24.400000000000006,0,"张睿敏","2025-09-01"]
["承德市供电公司","滦平县供电分公司","巴克什营镇供电所","巴克什营镇","两间房村","1503400682","电网_10千伏巴色516线路一间房四组公变",42.08,0,"张睿敏","2025-09-01"]
["承德市供电公司","滦平县供电分公司","巴克什营镇供电所","巴克什营镇","偏桥村","1503400683","马家沟2号公变",20.94,0,"张睿敏","2025-09-01"]
["承德市供电公司","滦平县供电分公司","巴克什营镇供电所","巴克什营镇","古城川村","1503400684","10kV巴两516线路梁窝三组公变",156.11,0,"张睿敏","2025-09-01"]
["承德市供电公司","滦平县供电分公司","巴克什营镇供电所","巴克什营镇","山神庙村","1503400685","10kV巴营513线路下河道公变",172.43,0,"张睿敏","2025-09-01"]
["承德市供电公司","滦平县供电分公司","巴克什营镇供电所","巴克什营镇","巴克什营村","1503400686","电网_10kV巴营513线路上二寨桥头公变",100,0,"张睿敏","2025-09-01"]
["承德市供电公司","滦平县供电分公司","巴克什营镇供电所","巴克什营镇","巴克什营村","1503400687","电网_10kV巴营513线路上二寨北山根公变",100,0,"张睿敏","2025-09-01"]
["承德市供电公司","滦平县供电分公司","巴克什营镇供电所","巴克什营镇","巴克什营村","1503400688","10kV巴营513线路北门二公变",200,0,"张睿敏","2025-09-01"]
["承德市供电公司","滦平县供电分公司","巴克什营镇供电所","巴克什营镇","巴克什营村","1503400689","电网_10kV巴营513线路下二寨北头公变",100,0,"张睿敏","2025-09-01"]
["承德市供电公司","滦平县供电分公司","巴克什营镇供电所","巴克什营镇","巴克什营村","1503400690","电网_10kV巴营513线路二寨南沟正沟新公变",100,0,"张睿敏","2025-09-01"]
["承德市供电公司","滦平县供电分公司","巴克什营镇供电所","巴克什营镇","巴克什营村","1503400691","电网_10kV巴营513线路二道桥新公变",100,0,"张睿敏","2025-09-01"]
["承德市供电公司","滦平县供电分公司","巴克什营镇供电所","两间房镇","苇塘村","1503400692","电网_抢坡上四组公变",200,0,"张睿敏","2025-09-01"]
["承德市供电公司","滦平县供电分公司","巴克什营镇供电所","两间房镇","叶营村","1503400693","电网_后石门北沟公变",33.83,0,"张睿敏","2025-09-01"]
["承德市供电公司","滦平县供电分公司","巴克什营镇供电所","巴克什营村","巴克什营村","1503400694","电网_10kV巴营513线路麻地南沟2号公变",92.08,0,"张睿敏","2025-09-01"]
["承德市供电公司","滦平县供电分公司","巴克什营镇供电所","巴克什营村","山神庙村","1503400695","电网_10kV巴营513线路铁炉子后沟门公变",100,0,"张睿敏","2025-09-01"]
["承德市供电公司","滦平县供电分公司","巴克什营镇供电所","巴克什营村","山神庙村","1503400696","10kV巴营513线路铁炉子西沟门公变",22.700000000000003,0,"张睿敏","2025-09-01"]
["承德市供电公司","滦平县供电分公司","张百湾镇供电所","大屯镇","兴洲村","1503400721","电网_10kV张东515线路城后二公变",61.72999999999999,0,"贾琼","2025-09-01"]
["承德市供电公司","滦平县供电分公司","张百湾镇供电所","大屯镇","兴洲村","1503400722","电网_10kV张东515线路城后三公变",200,0,"贾琼","2025-09-01"]
["承德市供电公司","滦平县供电分公司","张百湾镇供电所","大屯镇","东院村","1503400723","电网_10kV张东515线路东院三公变",154.96,0,"贾琼","2025-09-01"]
["承德市供电公司","滦平县供电分公司","张百湾镇供电所","大屯镇","小城子村","1503400724","电网_10kV张东515线路小城子五台公变",137.54,0,"贾琼","2025-09-01"]
["承德市供电公司","滦平县供电分公司","张百湾镇供电所","大屯镇","东院村","1503400725","电网_10kV张东515线路东院二公变",200,0,"贾琼","2025-09-01"]
["承德市供电公司","滦平县供电分公司","张百湾镇供电所","大屯镇","东院村","1503400726","电网_10kV张东515线路西院二公变",163.52,0,"贾琼","2025-09-01"]
["承德市供电公司","滦平县供电分公司","张百湾镇供电所","大屯镇","东院村","1503400727","电网_10kV张东515线路刘营一公变",100,0,"贾琼","2025-09-01"]
["承德市供电公司","滦平县供电分公司","火斗山镇供电所","火斗山镇","火斗山镇张家沟门村","1503400728","火拉511河北(新)",174.8,0,"李正伟","2025-09-01"]
["承德市供电公司","滦平县供电分公司","张百湾镇供电所","大屯镇","路南营村","1503400729","10kV张东515线路西庙南公变",182.48,0,"贾琼","2025-09-01"]
["承德市供电公司","滦平县供电分公司","张百湾镇供电所","大屯镇","路南营村","1503400730","电网_10kV张东515线路两间房南公变",142.93,0,"贾琼","2025-09-01"]
["承德市供电公司","滦平县供电分公司","火斗山镇供电所","火斗山镇","火斗山镇刘营村","1503400731","火拉511刘营(新)",89.55,0,"李正伟","2025-09-01"]
["承德市供电公司","滦平县供电分公司","红旗镇供电所","红旗镇","河东村","1503400732","电网_红白513线路河东西公变",55.38,0,"杜正舟","2025-09-01"]
["承德市供电公司","滦平县供电分公司","红旗镇供电所","红旗镇","东沟村","1503400733","电网_红白513线路东沟门公变",75,0,"杜正舟","2025-09-01"]
["承德市供电公司","滦平县供电分公司","红旗镇供电所","红旗镇","杨树沟村","1503400734","电网_红白513线路杨树沟下铺公变",22.5,0,"杜正舟","2025-09-01"]
["承德市供电公司","滦平县供电分公司","红旗镇供电所","小营镇","小营村","1503400735","小付525线路西沟新村公变",84.415,0,"杜正舟","2025-09-01"]
["承德市供电公司","滦平县供电分公司","红旗镇供电所","红旗镇","塔子沟村","1503400736","电网_红白513线路塔子沟南岔沟脑",67.5,0,"杜正舟","2025-09-01"]
["承德市供电公司","滦平县供电分公司","张百湾镇供电所","大屯镇","二道窝铺村","1503400737","电网_10kV张东515线路二道营二公变",100,0,"贾琼","2025-09-01"]
["承德市供电公司","滦平县供电分公司","张百湾镇供电所","大屯镇","蔄子沟村","1503400738","10kV张东515线路漫子沟二公变",79.76,0,"贾琼","2025-09-01"]
["承德市供电公司","滦平县供电分公司","张百湾镇供电所","大屯镇","二道窝铺村","1503400739","电网_10kV张东515线路四道营二公变",113.53,0,"贾琼","2025-09-01"]
["承德市供电公司","滦平县供电分公司","张百湾镇供电所","大屯镇","小城子村","1503400740","电网_10kV张东515线路后地二台公变",160.74,0,"贾琼","2025-09-01"]
["承德市供电公司","滦平县供电分公司","红旗镇供电所","红旗镇","大沟村","1503400741","红小512线路大苇子沟南",92.08,0,"杜正舟","2025-09-01"]
["承德市供电公司","滦平县供电分公司","红旗镇供电所","红旗镇","桥头村","1503400742","电网_10kV紅梁511线路碾子沟下铺",100,0,"杜正舟","2025-09-01"]
["承德市供电公司","滦平县供电分公司","红旗镇供电所","红旗镇","桥头村","1503400743","电网_10kV紅梁511线路桥头杨凤沟门",51.78999999999999,0,"杜正舟","2025-09-01"]
["承德市供电公司","滦平县供电分公司","红旗镇供电所","红旗镇","红旗村","1503400744","10kV紅梁511线路红旗西门",390,0,"杜正舟","2025-09-01"]
["承德市供电公司","滦平县供电分公司","火斗山镇供电所","火斗山镇","火斗山镇火斗山村","1503400745","火拉511下三岔口(新)",171.66,0,"李正伟","2025-09-01"]
["承德市供电公司","滦平县供电分公司","火斗山镇供电所","火斗山镇","火斗山镇井上村","1503400746","火拉511井上下营(新)",120,0,"李正伟","2025-09-01"]
["承德市供电公司","滦平县供电分公司","张百湾镇供电所","张百湾镇","河北村","1503400747","电网_10kV张东515线路河北二公变",127.41,0,"贾琼","2025-09-01"]
["承德市供电公司","滦平县供电分公司","张百湾镇供电所","大屯镇","路南营村","1503400748","10kV张东515线路下铺东公变",381.69,0,"贾琼","2025-09-01"]
["承德市供电公司","滦平县供电分公司","张百湾镇供电所","大屯镇","兴洲村","1503400749","电网_10kV张东515线路兴洲二公变",200,0,"贾琼","2025-09-01"]
["承德市供电公司","滦平县供电分公司","张百湾镇供电所","大屯镇","兴洲村","1503400750","电网_10kV张东515线路窑沟二公变",200,0,"贾琼","2025-09-01"]
["承德市供电公司","滦平县供电分公司","张百湾镇供电所","大屯镇","兴洲村","1503400751","电网_10kV张东515线路窑沟东公变",200,0,"贾琼","2025-09-01"]
["承德市供电公司","滦平县供电分公司","张百湾镇供电所","大屯镇","路南营村","1503400752","电网_10kV张东515线路下铺西公变",89.74,0,"贾琼","2025-09-01"]
["承德市供电公司","滦平县供电分公司","火斗山镇供电所","火斗山镇","火斗山镇刘营村","1503400754","火拉511刘营五队新",56.2,0,"李正伟","2025-09-01"]
["承德市供电公司","滦平县供电分公司","张百湾镇供电所","大屯镇","兴洲村","1503400756","电网_10kV张东515线路兴洲西沟公变",200,0,"贾琼","2025-09-01"]
["承德市供电公司","滦平县供电分公司","张百湾镇供电所","大屯镇","兴洲村","1503400757","10kV张东515线路兴洲三台公变",82.13,0,"贾琼","2025-09-01"]
["承德市供电公司","滦平县供电分公司","张百湾镇供电所","大屯镇","兴洲村","1503400758","电网_10kV张东515线路兴洲南公变",200,0,"贾琼","2025-09-01"]
["承德市供电公司","滦平县供电分公司","红旗镇供电所","小营镇","马门村","1503400759","小哈522线路马门南岔",78.255,0,"杜正舟","2025-09-01"]
["承德市供电公司","滦平县供电分公司","红旗镇供电所","小营镇","铁马村","1503400760","电网_小哈522线路盆窑西",100,0,"杜正舟","2025-09-01"]
["承德市供电公司","滦平县供电分公司","红旗镇供电所","小营镇","小营村","1503400761","小付525线路小营西沟南",82.5,0,"杜正舟","2025-09-01"]
["承德市供电公司","滦平县供电分公司","红旗镇供电所","滦平县小营镇二道湾子村","山环自然村","1503400762","小付525线路山环台区",17.510000000000005,0,"杜正舟","2025-09-01"]
["承德市供电公司","滦平县供电分公司","红旗镇供电所","小营镇","付营村","1503400763","小付525线路付营西台区",118.335,0,"杜正舟","2025-09-01"]
["承德市供电公司","滦平县供电分公司","红旗镇供电所","小营镇","付营村","1503400764","电网_小付525线路郎营北台区",73.93,0,"杜正舟","2025-09-01"]
["承德市供电公司","滦平县供电分公司","红旗镇供电所","小营镇","小营村","1503400768","电网_小付525线路小营后山",141.23,0,"杜正舟","2025-09-01"]
["承德市供电公司","滦平县供电分公司","红旗镇供电所","小营镇","瓦房村","1503400769","电网_小付525线路瓦房西",41.97,0,"杜正舟","2025-09-01"]
["承德市供电公司","滦平县供电分公司","红旗镇供电所","小营镇","小营村","1503400770","电网_小付525线路小营广场",121.95,0,"杜正舟","2025-09-01"]
["承德市供电公司","滦平县供电分公司","红旗镇供电所","小营镇","闫庄村","1503400771","电网_小付525线路闫庄上庄地",58.74000000000001,0,"杜正舟","2025-09-01"]
["承德市供电公司","滦平县供电分公司","火斗山镇供电所","火斗山镇","火斗山镇边营村","1503400772","火拉511南沟门新",60,0,"李正伟","2025-09-01"]
["承德市供电公司","滦平县供电分公司","火斗山镇供电所","火斗山镇","火斗山镇张家沟门村","1503400773","火拉511上三岔口新",184.63,0,"李正伟","2025-09-01"]
["承德市供电公司","滦平县供电分公司","火斗山镇供电所","火斗山镇","火斗山镇井上村","1503400774","电网_火拉511井上新",110.21,0,"李正伟","2025-09-01"]
["承德市供电公司","滦平县供电分公司","火斗山镇供电所","火斗山镇","火斗山镇长海沟门村","1503400775","火拉511大店子新",200,0,"李正伟","2025-09-01"]
["承德市供电公司","滦平县供电分公司","张百湾镇供电所","张百湾镇","周营子村","1503400776","电网_10kV张兰517线路小老虎沟二公变",200,0,"贾琼","2025-09-01"]
["承德市供电公司","滦平县供电分公司","张百湾镇供电所","张百湾镇","兰旗村","1503400777","电网_10kV张兰517线路蓝旗西公变",108.58,0,"贾琼","2025-09-01"]
["承德市供电公司","滦平县供电分公司","张百湾镇供电所","张百湾镇","周营子村","1503400778","电网_10kV张兰517线路头道沟二公变",20,0,"贾琼","2025-09-01"]
["承德市供电公司","滦平县供电分公司","张百湾镇供电所","大屯镇","菸青村","1503400783","10kV张滦516线路菸青二公变",160.1,0,"贾琼","2025-09-01"]
["承德市供电公司","滦平县供电分公司","张百湾镇供电所","大屯镇","大屯村","1503400784","电网_10kV张滦516线路东山三公变",100,0,"贾琼","2025-09-01"]
["承德市供电公司","滦平县供电分公司","火斗山镇供电所","火斗山镇","火斗山镇长海沟门村","1503400786","火拉511线路钓鱼台新",40,0,"李正伟","2025-09-01"]
["承德市供电公司","滦平县供电分公司","火斗山镇供电所","火斗山镇","火斗山镇拉海沟村","1503400787","火拉511线路三道沟新",100,0,"李正伟","2025-09-01"]
["承德市供电公司","滦平县供电分公司","火斗山镇供电所","马营子满族乡","马营子满族乡西沟村","1503400788","马于512线路郝家（新）",200,0,"李正伟","2025-09-01"]
["承德市供电公司","滦平县供电分公司","火斗山镇供电所","火斗山镇","火斗山镇张家沟门村","1503400789","火拉511线路张家沟门上营新",104.5,0,"李正伟","2025-09-01"]
["承德市供电公司","滦平县供电分公司","张百湾镇供电所","大屯镇","烧锅营村","1503400799","电网_10kV张滦516线路孟家公变",50,0,"贾琼","2025-09-01"]
["承德市供电公司","滦平县供电分公司","火斗山镇供电所","火斗山镇","火斗山镇孙营村","1503400800","火拉511孙营新）",150.32999999999998,0,"李正伟","2025-09-01"]
["承德市供电公司","滦平县供电分公司","火斗山镇供电所","火斗山镇","火斗山镇边营村","1503400801","火拉511边营新",112.98,0,"李正伟","2025-09-01"]
["承德市供电公司","滦平县供电分公司","张百湾镇供电所","大屯镇","路南营村","1503400802","电网_10kV张东515线路两间房二台公变",21.400000000000006,0,"贾琼","2025-09-01"]
["承德市供电公司","滦平县供电分公司","火斗山镇供电所","火斗山镇","火斗山镇井上村","1503400804","电网_火拉511大北沟新",100,0,"李正伟","2025-09-01"]
["承德市供电公司","滦平县供电分公司","张百湾镇供电所","大屯镇","窑沟门村","1503400805","电网_10kV张滦516线路南沟门道口公变",116,0,"贾琼","2025-09-01"]
["承德市供电公司","滦平县供电分公司","张百湾镇供电所","大屯镇","菸青村","1503400806","10kV张滦516线路龙潭庙二公变",50.3,0,"贾琼","2025-09-01"]
["承德市供电公司","滦平县供电分公司","火斗山镇供电所","火斗山镇","火斗山镇长海沟门村","1503400808","火拉511长海沟门新",100,0,"李正伟","2025-09-01"]
["承德市供电公司","滦平县供电分公司","火斗山镇供电所","火斗山镇","火斗山镇井上村","1503400809","火拉511龙潭沟新",84.48,0,"李正伟","2025-09-01"]
["承德市供电公司","滦平县供电分公司","火斗山镇供电所","马营子满族乡","马营子满族乡南大庙村","1503400810","马付511南大庙（新）",113,0,"李正伟","2025-09-01"]
["承德市供电公司","滦平县供电分公司","火斗山镇供电所","火斗山镇","火斗山镇兴隆庄村","1503400811","承德滦平县10kV火马512线路兴隆庄台区（新）",93.49,0,"李正伟","2025-09-01"]
["承德市供电公司","滦平县供电分公司","火斗山镇供电所","付家店满族乡","付家店满族乡青松营村","1503400812","电网_承德滦平县10kV火马512线路青松营台区（新）",200,0,"李正伟","2025-09-01"]
["承德市供电公司","滦平县供电分公司","火斗山镇供电所","火斗山镇","火斗山镇兴隆庄村","1503400813","电网_承德滦平县10kV火马512线路小石盘台区（新）",103.125,0,"李正伟","2025-09-01"]
["承德市供电公司","滦平县供电分公司","张百湾镇供电所","张百湾镇","张百湾村","1503400815","10kV张滦516线路岑沟门二公变",68.25,0,"贾琼","2025-09-01"]
["承德市供电公司","滦平县供电分公司","张百湾镇供电所","大屯镇","蔄子沟村","1503400816","电网_10kV张东515线路蔓子沟三队公变",36.165,0,"贾琼","2025-09-01"]
["承德市供电公司","滦平县供电分公司","张百湾镇供电所","张百湾镇","陈营村","1503400817","10kV张滦516线路小营二公变",35.519999999999996,0,"贾琼","2025-09-01"]
["承德市供电公司","滦平县供电分公司","张百湾镇供电所","张百湾镇","张百湾村","1503400818","电网_10kV张滦516线路上南沟二公变",103.19,0,"贾琼","2025-09-01"]
["承德市供电公司","滦平县供电分公司","张百湾镇供电所","滦平镇","王家沟村","1503400901","10kV张滦516线路王家沟东二公变",200,0,"贾琼","2025-09-01"]
["承德市供电公司","滦平县供电分公司","张百湾镇供电所","滦平镇","王家沟村","1503400902","10kV张滦516线路王家沟北公变",189,0,"贾琼","2025-09-01"]
["承德市供电公司","滦平县供电分公司","张百湾镇供电所","滦平镇","王家沟村","1503400903","10kV张滦516线路王家沟西二公变",200,0,"贾琼","2025-09-01"]
["承德市供电公司","滦平县供电分公司","张百湾镇供电所","大屯镇","窑沟门村","1503400904","电网_10kV张滦516线路窑沟门南公变",152.21,0,"贾琼","2025-09-01"]
["承德市供电公司","滦平县供电分公司","张百湾镇供电所","大屯镇","窑沟门村","1503400905","10kV张滦516线路窑沟门北公变",125.93,0,"贾琼","2025-09-01"]
["承德市供电公司","滦平县供电分公司","张百湾镇供电所","大屯镇","大屯村","1503400906","电网_10kV张滦516线路大屯东二台公变",121.35,0,"贾琼","2025-09-01"]
["承德市供电公司","滦平县供电分公司","张百湾镇供电所","大屯镇","窑岭村","1503400907","10kV张滦516线路窑岭东公变",204.11,0,"贾琼","2025-09-01"]
["承德市供电公司","滦平县供电分公司","张百湾镇供电所","张百湾镇","张百湾","1503400908","电网_10kV张滦516线路张百湾南公变",110.6,0,"贾琼","2025-09-01"]
["承德市供电公司","滦平县供电分公司","张百湾镇供电所","张百湾镇","张百湾","1503400909","10kV张滦516线路张百湾中公变",400,0,"贾琼","2025-09-01"]
["承德市供电公司","滦平县供电分公司","张百湾镇供电所","张百湾镇","张百湾","1503400910","电网_10kV张滦516线路张百湾西二公变",57.13,0,"贾琼","2025-09-01"]
["承德市供电公司","滦平县供电分公司","张百湾镇供电所","张百湾镇","山前村","1503400912","电网_10kV张吴513线路山前西公变",182,0,"贾琼","2025-09-01"]
["承德市供电公司","滦平县供电分公司","张百湾镇供电所","张百湾镇","西井沟村","1503400913","10kV张吴513线路西井沟二队南公变",134.1,0,"贾琼","2025-09-01"]
["承德市供电公司","滦平县供电分公司","张百湾镇供电所","张百湾镇","西井沟村","1503400914","10kV张吴513线路丁营二公变",60.14,0,"贾琼","2025-09-01"]
["承德市供电公司","滦平县供电分公司","张百湾镇供电所","张百湾镇","山前村","1503400916","电网_10kV张吴513线路小山前二公变",54.75,0,"贾琼","2025-09-01"]
["承德市供电公司","滦平县供电分公司","张百湾镇供电所","张百湾镇","宋营村","1503400917","电网_10kV张吴513线路大栅子二公变",46.360000000000014,0,"贾琼","2025-09-01"]
["承德市供电公司","滦平县供电分公司","张百湾镇供电所","张百湾镇","下南沟村","1503400919","电网_10kV张吴513线路下南沟二公变",100,0,"贾琼","2025-09-01"]
["承德市供电公司","滦平县供电分公司","张百湾镇供电所","张百湾镇","周台子村","1503400920","10kV张兰517线路周台子西二公变",200,0,"贾琼","2025-09-01"]
["承德市供电公司","滦平县供电分公司","张百湾镇供电所","张百湾镇","周营子村","1503400922","电网_10kV张兰517线路辛营二公变",21.879999999999995,0,"贾琼","2025-09-01"]
["承德市供电公司","滦平县供电分公司","红旗镇供电所","小营镇","哈叭沁村","1503401605","电网_小哈522线路上哈南",153.62,0,"杜正舟","2025-09-01"]
["承德市供电公司","滦平县供电分公司","红旗镇供电所","小营镇","外铺村","1503401606","电网_小哈522线路两间房公变",148.54,0,"杜正舟","2025-09-01"]
["承德市供电公司","滦平县供电分公司","红旗镇供电所","小营镇","铁马村","1503401607","电网_小哈522线路铁马南",70.75999999999999,0,"杜正舟","2025-09-01"]
["承德市供电公司","滦平县供电分公司","红旗镇供电所","红旗镇","西沟村","1503401608","电网_红白513线路西沟瓦房公变",20.450000000000003,0,"杜正舟","2025-09-01"]
["承德市供电公司","滦平县供电分公司","红旗镇供电所","红旗镇","北白旗村","1503401609","电网_红白513线路北白旗站外公变",36.76,0,"杜正舟","2025-09-01"]
["承德市供电公司","滦平县供电分公司","红旗镇供电所","红旗镇","北白旗村","1503401610","电网_红白513线路北白旗公变",67.15,0,"杜正舟","2025-09-01"]
["承德市供电公司","滦平县供电分公司","张百湾镇供电所","张百湾镇","周营子村","1503402908","10kV张兰517线路傍山沟公变（新）",36,0,"贾琼","2025-09-01"]
["承德市供电公司","滦平县供电分公司","张百湾镇供电所","张百湾镇","周营子村","1503402909","10kV张兰517线路三道沟公变（新）",24.650000000000006,0,"贾琼","2025-09-01"]
["承德市供电公司","滦平县供电分公司","张百湾镇供电所","张百湾镇","周营子村","1503402910","10kV张兰517线路三道沟里公变",23.11,0,"贾琼","2025-09-01"]
["承德市供电公司","滦平县供电分公司","巴克什营镇供电所","两间房镇","两间房村","1503402912","两间房河北公变",50.08,0,"张睿敏","2025-09-01"]
["承德市供电公司","滦平县供电分公司","巴克什营镇供电所","两间房镇","两间房村","1503402913","两间房西门公变",200,0,"张睿敏","2025-09-01"]
["承德市供电公司","滦平县供电分公司","巴克什营镇供电所","巴克什营镇","营盘村","1503403463","电网_10千伏巴营513线路流水沟村新增公变",20.349999999999994,0,"张睿敏","2025-09-01"]
["承德市供电公司","滦平县供电分公司","巴克什营镇供电所","巴克什营镇","偏桥村","1503403464","10千伏巴孙515线路南沟门400公变",352.48,0,"张睿敏","2025-09-01"]
["承德市供电公司","滦平县供电分公司","巴克什营镇供电所","巴克什营镇","后湾村","1503403465","10千伏巴营513线路前湾2号公变",67.92,0,"张睿敏","2025-09-01"]
["承德市供电公司","滦平县供电分公司","巴克什营镇供电所","巴克什营镇","后湾村","1503403466","电网_10千伏巴营513线路二道沟门村新增公变",67.88,0,"张睿敏","2025-09-01"]
["承德市供电公司","滦平县供电分公司","长山峪镇供电所","长山峪镇","碾子沟村","1503403467","电网_512线路善道地二道沟公变",96.76,0,"王婷","2025-09-01"]
["承德市供电公司","滦平县供电分公司","张百湾镇供电所","张百湾镇","五道岭村","1503403468","10kV西五530线路孟台子二台公变",128,0,"贾琼","2025-09-01"]
["承德市供电公司","滦平县供电分公司","巴克什营镇供电所","巴克什营镇","缸房村","1503403469","电网_10千伏巴两516线路侯营上窝铺公变",46.485,0,"张睿敏","2025-09-01"]
["承德市供电公司","滦平县供电分公司","巴克什营镇供电所","巴克什营镇","古城川村","1503403470","电网_10千伏巴两516线路上湾子新公变",60,0,"张睿敏","2025-09-01"]
["承德市供电公司","滦平县供电分公司","巴克什营镇供电所","巴克什营镇","花楼沟村","1503403471","电网_10千伏巴两516线路上北沟新公变",55.37,0,"张睿敏","2025-09-01"]
["承德市供电公司","滦平县供电分公司","巴克什营镇供电所","两间房镇","叶营村","1503403477","电网_叶营村二龙村公变",75.25,0,"张睿敏","2025-09-01"]
["承德市供电公司","滦平县供电分公司","巴克什营镇供电所","两间房镇","两间房村","1503403478","两间房村金营公变",47.1,0,"张睿敏","2025-09-01"]
["承德市供电公司","滦平县供电分公司","巴克什营镇供电所","两间房镇","两间房村","1503403479","两间房村盆窑公变",51.105,0,"张睿敏","2025-09-01"]
["承德市供电公司","滦平县供电分公司","巴克什营镇供电所","两间房镇","两间房村","1503403481","大石沟道西公变",161.225,0,"张睿敏","2025-09-01"]
["承德市供电公司","滦平县供电分公司","张百湾镇供电所","大屯镇","路南营村","1503403484","10kV张东515线路西庙北二台公变",343.18,0,"贾琼","2025-09-01"]
["承德市供电公司","滦平县供电分公司","红旗镇供电所","红旗镇","大沟村","1503403485","红小512线路大沟东公变",87.47,0,"杜正舟","2025-09-01"]
["承德市供电公司","滦平县供电分公司","红旗镇供电所","红旗镇","大沟村","1503403487","红小512线路大沟南2号",94.155,0,"杜正舟","2025-09-01"]
["承德市供电公司","滦平县供电分公司","巴克什营镇供电所","两间房镇","大龙潭村","1503403488","大龙潭村大龙潭公变",92.08,0,"张睿敏","2025-09-01"]
["承德市供电公司","滦平县供电分公司","巴克什营镇供电所","两间房镇","大石门村","1503403492","张栅子六七队公变",149.84,0,"张睿敏","2025-09-01"]
["承德市供电公司","滦平县供电分公司","巴克什营镇供电所","两间房镇","色树沟村","1503403493","东新房小色树沟公变",24.519999999999996,0,"张睿敏","2025-09-01"]
["承德市供电公司","滦平县供电分公司","张百湾镇供电所","大屯镇","蔄子沟村","1503403494","10kV张东515线路蔓子沟4队公变",40.139999999999986,0,"贾琼","2025-09-01"]
["承德市供电公司","滦平县供电分公司","巴克什营镇供电所","两间房镇","大龙潭村","1503403495","大龙潭村牤牛沟公变",100,0,"张睿敏","2025-09-01"]
["承德市供电公司","滦平县供电分公司","安纯沟门镇供电所","平坊乡","路营村","1503403496","电网_10千伏滦小519线路路营村南公变",31.64,0,"谢静","2025-09-01"]
["承德市供电公司","滦平县供电分公司","巴克什营镇供电所","两间房镇","石峰沟村","1503403497","石峰沟东井公变",20.81,0,"张睿敏","2025-09-01"]
["承德市供电公司","滦平县供电分公司","红旗镇供电所","小营镇","二道湾子村","1503403498","电网_小付525线路二道湾子东",45.745,0,"杜正舟","2025-09-01"]
["承德市供电公司","滦平县供电分公司","红旗镇供电所","小营镇","二道湾子村","1503403499","电网_小付525线路二道湾子西",128.865,0,"杜正舟","2025-09-01"]
["承德市供电公司","滦平县供电分公司","巴克什营镇供电所","两间房镇","叶营村","1503403508","10千伏巴色516线路叶营西公变",46.94,0,"张睿敏","2025-09-01"]
["承德市供电公司","滦平县供电分公司","滦平镇供电所","中兴路街道","桥西社区","1503404041","电网_纸箱厂墙外变台",88.04,0,"梁海菊","2025-09-01"]
["承德市供电公司","滦平县供电分公司","张百湾镇供电所","张百湾镇","下南沟村","1503404042","电网_张吴513五马梁(新）",100,0,"贾琼","2025-09-01"]
["承德市供电公司","滦平县供电分公司","滦平镇供电所","滦平镇","西瓜园村","1503404043","建材厂家属院变台",121.08,0,"梁海菊","2025-09-01"]
["承德市供电公司","滦平县供电分公司","滦平镇供电所","中兴路街道","东街社区","1503404075","电力局1号变",630,0,"梁海菊","2025-09-01"]
["承德市供电公司","滦平县供电分公司","滦平镇供电所","中兴路街道","东街社区","1503404076","电网_人行",200,0,"梁海菊","2025-09-01"]
["承德市供电公司","滦平县供电分公司","滦平镇供电所","中兴路街道","中街社区","1503404077","电网_福源小区2箱变高压间隔配电变压器",400,0,"梁海菊","2025-09-01"]
["承德市供电公司","滦平县供电分公司","滦平镇供电所","中兴路街道","东街社区","1503404078","电力局2号变",400,0,"梁海菊","2025-09-01"]
["承德市供电公司","滦平县供电分公司","巴克什营镇供电所","两间房镇","两间房村","1503404085","三间房杨树台公变",34.81,0,"张睿敏","2025-09-01"]
["承德市供电公司","滦平县供电分公司","巴克什营镇供电所","两间房镇","两间房村","1503404086","三间房街里公变",60,0,"张睿敏","2025-09-01"]
["承德市供电公司","滦平县供电分公司","张百湾镇供电所","张百湾镇","周营子村","1503404087","电网_10kV张兰517线路老虎沟二公变",92.05,0,"贾琼","2025-09-01"]
["承德市供电公司","滦平县供电分公司","巴克什营镇供电所","两间房镇","大龙潭村","1503404097","大龙潭村龙潭坡公变",60,0,"张睿敏","2025-09-01"]
["承德市供电公司","滦平县供电分公司","巴克什营镇供电所","两间房镇","大龙潭村","1503404098","小龙潭村新增2公变",100,0,"张睿敏","2025-09-01"]
["承德市供电公司","滦平县供电分公司","巴克什营镇供电所","巴克什营镇","山神庙村","1503404103","电网_10千伏巴营513线路山神庙2号公变",100,0,"张睿敏","2025-09-01"]
["承德市供电公司","滦平县供电分公司","巴克什营镇供电所","巴克什营镇","山神庙村","1503404104","电网_10千伏巴营513线路山神庙1号公变",57.22,0,"张睿敏","2025-09-01"]
["承德市供电公司","滦平县供电分公司","火斗山镇供电所","火斗山镇","火斗山镇火斗山村","1503404107","工业515太平庄三组新增",126.875,0,"李正伟","2025-09-01"]
["承德市供电公司","滦平县供电分公司","付营子镇供电所","付营子镇","羊草沟门村","1503404128","10kV付红515线路前进沟下公变（新）",100,0,"姜凌子","2025-09-01"]
["承德市供电公司","滦平县供电分公司","付营子镇供电所","付营子镇","金鸡沟村","1503404129","10kV付红515线路河东公变（新）",100,0,"姜凌子","2025-09-01"]
["承德市供电公司","滦平县供电分公司","红旗镇供电所","小营镇","小营村","1503404130","小付525线路通沟门",162.2,0,"杜正舟","2025-09-01"]
["承德市供电公司","滦平县供电分公司","红旗镇供电所","红旗镇","东沟村","1503404131","10kV红白513线路东沟南台区",173.4,0,"杜正舟","2025-09-01"]
["承德市供电公司","滦平县供电分公司","火斗山镇供电所","火斗山镇","火斗山镇苇子峪村","1503404171","工业515破嘴(新)",23.950000000000003,0,"李正伟","2025-09-01"]
["承德市供电公司","滦平县供电分公司","火斗山镇供电所","火斗山镇","火斗山镇苇子峪村","1503404172","工业515头龙谭新建",50.4,0,"李正伟","2025-09-01"]
["承德市供电公司","滦平县供电分公司","张百湾镇供电所","大屯镇","大屯村","1503404174","电网_10kV张滦516线路营房北公变",329.78,0,"贾琼","2025-09-01"]
["承德市供电公司","滦平县供电分公司","滦平镇供电所","滦平镇","三地沟门村","1503405786","三地沟门2",231.97,0,"梁海菊","2025-09-01"]
["承德市供电公司","滦平县供电分公司","滦平镇供电所","滦平镇","曹营村","1503412795","曹营2",200,0,"梁海菊","2025-09-01"]
["承德市供电公司","滦平县供电分公司","滦平镇供电所","滦平镇","西台子","1503412796","电网_西台子3、4队2",145.395,0,"梁海菊","2025-09-01"]
["承德市供电公司","滦平县供电分公司","滦平镇供电所","滦平镇","皂沟村","1503412815","电网_小刘沟2",100,0,"梁海菊","2025-09-01"]
["承德市供电公司","滦平县供电分公司","滦平镇供电所","滦平镇","刘院村","1503412816","电网_刘院2",41.55500000000001,0,"梁海菊","2025-09-01"]
["承德市供电公司","滦平县供电分公司","滦平镇供电所","滦平镇","刘院村","1503412817","电网_李营2",200,0,"梁海菊","2025-09-01"]
["承德市供电公司","滦平县供电分公司","滦平镇供电所","滦平镇","刘院村","1503412818","电网_郝营2",62.41,0,"梁海菊","2025-09-01"]
["承德市供电公司","滦平县供电分公司","滦平镇供电所","滦平镇","马圈子村","1503412819","电网_马圈子3",138,0,"梁海菊","2025-09-01"]
["承德市供电公司","滦平县供电分公司","滦平镇供电所","滦平镇","安乐","1503412820","安乐油匠沟",69.25999999999999,0,"梁海菊","2025-09-01"]
["承德市供电公司","滦平县供电分公司","滦平镇供电所","滦平镇","安乐","1503412821","安乐转山沟",52.88,0,"梁海菊","2025-09-01"]
["承德市供电公司","滦平县供电分公司","安纯沟门镇供电所","平坊乡","于营村","1503416401","电网_滦小519线路于营村南箱变间隔配电变压器",243.46,0,"谢静","2025-09-01"]
["承德市供电公司","滦平县供电分公司","张百湾镇供电所","大屯镇","菸青村","1503427565","10kV张滦516线路榆树林公变（新）",90.48,0,"贾琼","2025-09-01"]
["承德市供电公司","滦平县供电分公司","金沟屯镇供电所","金沟屯镇","瓦房村","1503439714","电网_金金512瓦房2变",150.44,0,"赵永军","2025-09-01"]
["承德市供电公司","滦平县供电分公司","金沟屯镇供电所","金沟屯镇","东村","1503439715","电网_金金512沙梁根公变2",164.6,0,"赵永军","2025-09-01"]
["承德市供电公司","滦平县供电分公司","张百湾镇供电所","张百湾镇","西井沟村","1503440230","10kV张吴513线路西井沟村易地搬迁小区公变",800,0,"贾琼","2025-09-01"]
["承德市供电公司","滦平县供电分公司","巴克什营镇供电所","两间房镇","两间房村","1503450022","两间房异地搬迁400变压器",400,0,"张睿敏","2025-09-01"]
["承德市供电公司","滦平县供电分公司","巴克什营镇供电所","两间房镇","两间房村","1503450023","两间房异地搬迁800变压器",800,0,"张睿敏","2025-09-01"]
["承德市供电公司","滦平县供电分公司","付营子镇供电所","付营子镇","羊草沟门村","1503454661","10kV付红515线路羊草沟门村东公变",200,0,"姜凌子","2025-09-01"]
["承德市供电公司","滦平县供电分公司","付营子镇供电所","付营子镇","红石砬村","1503454662","10kV付红515线路小烟墩沟中街公变",150.47,0,"姜凌子","2025-09-01"]
["承德市供电公司","滦平县供电分公司","付营子镇供电所","付营子镇","东营村","1503454663","10kV付红515线路东营村东公变",94.675,0,"姜凌子","2025-09-01"]
["承德市供电公司","滦平县供电分公司","付营子镇供电所","付营子镇","金鸡沟村","1503454664","10kV付红515线路金鸡沟新公变",50,0,"姜凌子","2025-09-01"]
["承德市供电公司","滦平县供电分公司","两间房镇供电所","两间房镇","涝洼村","1503454671","电网_涝洼西公变",179.15,0,"刘宗海","2025-09-01"]
["承德市供电公司","滦平县供电分公司","付营子镇供电所","付营子镇","头道河村","1503454676","电网_10kV付陈512线路头道河村1号公变",96.88,0,"姜凌子","2025-09-01"]
["承德市供电公司","滦平县供电分公司","付营子镇供电所","付营子镇","付营子村","1503454677","电网_10kV付陈512线路焦营东公变",200,0,"姜凌子","2025-09-01"]
["承德市供电公司","滦平县供电分公司","付营子镇供电所","付营子镇","付营子村","1503454678","10kV付陈512线路付营子北公变",150,0,"姜凌子","2025-09-01"]
["承德市供电公司","滦平县供电分公司","付营子镇供电所","付营子镇","凡西营村","1503454679","10kV付陈512线路凡西营南沟门公变",79.76,0,"姜凌子","2025-09-01"]
["承德市供电公司","滦平县供电分公司","付营子镇供电所","付营子镇","东营村","1503454680","10kV付红515线路胜利胡同公变",104.8,0,"姜凌子","2025-09-01"]
["承德市供电公司","滦平县供电分公司","付营子镇供电所","付营子镇","王营子村","1503454681","10kV付红515线路王营子东小学公变",50,0,"姜凌子","2025-09-01"]
["承德市供电公司","滦平县供电分公司","付营子镇供电所","付营子镇","红石砬村","1503454682","10kV付红515线路大烟墩沟外公变",162.3,0,"姜凌子","2025-09-01"]
["承德市供电公司","滦平县供电分公司","付营子镇供电所","付营子镇","东营村","1503454683","10kV付红515线路东营西公变",131.51999999999998,0,"姜凌子","2025-09-01"]
["承德市供电公司","滦平县供电分公司","安纯沟门镇供电所","安纯沟门镇","东营村","1503454684","电网_二道沟门新建台区",76.76,0,"谢静","2025-09-01"]
["承德市供电公司","滦平县供电分公司","安纯沟门镇供电所","安纯沟门镇","杨树沟门村","1503454685","八盖子台区",100,0,"谢静","2025-09-01"]
["承德市供电公司","滦平县供电分公司","安纯沟门镇供电所","安纯沟门镇","小白旗村","1503454686","电网_庙沟新建台区",35,0,"谢静","2025-09-01"]
["承德市供电公司","滦平县供电分公司","安纯沟门镇供电所","平坊乡","偏岭村","1503454687","偏岭新建台区",48.02000000000001,0,"谢静","2025-09-01"]
["承德市供电公司","滦平县供电分公司","滦平镇供电所","滦平镇","北李营","1503454688","电网_10kV城刘512线路北李营2",196.76,0,"梁海菊","2025-09-01"]
["承德市供电公司","滦平县供电分公司","滦平镇供电所","滦平镇","双庙","1503454689","电网_10kV城刘512线路双庙2",44.91999999999999,0,"梁海菊","2025-09-01"]
["承德市供电公司","滦平县供电分公司","滦平镇供电所","滦平镇","杨树沟门村","1503454690","电网_10kV城刘512线路杨树沟门2",27.269999999999996,0,"梁海菊","2025-09-01"]
["承德市供电公司","滦平县供电分公司","两间房镇供电所","两间房镇","三岔口村","1503454694","电网_大地新公变",57.86,0,"刘宗海","2025-09-01"]
["承德市供电公司","滦平县供电分公司","两间房镇供电所","两间房镇","涝洼村","1503454695","电网_小古道新公变",84,0,"刘宗海","2025-09-01"]
["承德市供电公司","滦平县供电分公司","两间房镇供电所","两间房镇","三岔口村","1503454696","电网_牤牛沟新公变",92.08,0,"刘宗海","2025-09-01"]
["承德市供电公司","滦平县供电分公司","付营子镇供电所","付营子镇","三成店村","1503454701","电网_10kV付九516线路三成店河东公变",32.900000000000006,0,"姜凌子","2025-09-01"]
["承德市供电公司","滦平县供电分公司","付营子镇供电所","付营子镇","九神庙村","1503454702","电网_10kV付九516线路九神庙东公变",68.91999999999999,0,"姜凌子","2025-09-01"]
["承德市供电公司","滦平县供电分公司","付营子镇供电所","付营子镇","青石垛村","1503454703","电网_10kV付九516线路青石垛村公变",28.775000000000006,0,"姜凌子","2025-09-01"]
["承德市供电公司","滦平县供电分公司","金沟屯镇供电所","西沟满族乡","朝梁后村","1503454704","电网_西大朝梁后二公变",70.11,0,"赵永军","2025-09-01"]
["承德市供电公司","滦平县供电分公司","金沟屯镇供电所","西沟满族乡","梁前村","1503454705","电网_西大梁前2公变",100,0,"赵永军","2025-09-01"]
["承德市供电公司","滦平县供电分公司","金沟屯镇供电所","西沟满族乡","西梨树沟村","1503454706","电网_西大西梨树沟2公变",100,0,"赵永军","2025-09-01"]
["承德市供电公司","滦平县供电分公司","张百湾镇供电所","大屯镇","窑岭村","1503454708","电网_10kV张滦516线路任大门二",200,0,"贾琼","2025-09-01"]
["承德市供电公司","滦平县供电分公司","滦平镇供电所","滦平镇","北李营","1503454709","电网_10kV城刘512线路九神庙2",171.65,0,"梁海菊","2025-09-01"]
["承德市供电公司","滦平县供电分公司","安纯沟门镇供电所","安纯沟门镇","安纯沟门村","1503454711","安纯沟门东台区",150.03,0,"谢静","2025-09-01"]
["承德市供电公司","滦平县供电分公司","安纯沟门镇供电所","安纯沟门镇","杨树沟门村","1503454712","电网_杨树沟门村东台区",200,0,"谢静","2025-09-01"]
["承德市供电公司","滦平县供电分公司","安纯沟门镇供电所","安纯沟门镇","双栅子村","1503454713","陈营台区",80,0,"谢静","2025-09-01"]
["承德市供电公司","滦平县供电分公司","滦平镇供电所","滦平镇","西瓜园村","1503454715","10kV城张516线路小狼山沟2",119.56,0,"梁海菊","2025-09-01"]
["承德市供电公司","滦平县供电分公司","滦平镇供电所","滦平镇","西瓜园村","1503454716","电网_10kV城张516线路花脸沟2",150.28,0,"梁海菊","2025-09-01"]
["承德市供电公司","滦平县供电分公司","金沟屯镇供电所","西沟满族乡","三道沟村","1503454718","电网_西大三道沟2公变",67.47999999999999,0,"赵永军","2025-09-01"]
["承德市供电公司","滦平县供电分公司","金沟屯镇供电所","西沟满族乡","东沟门村","1503454719","电网_西大东沟门2公变",126.14,0,"赵永军","2025-09-01"]
["承德市供电公司","滦平县供电分公司","金沟屯镇供电所","西沟满族乡","槐树村","1503454720","电网_西大槐树2公变",193.52,0,"赵永军","2025-09-01"]
["承德市供电公司","滦平县供电分公司","金沟屯镇供电所","西沟满族乡","下半岩子村","1503454721","电网_西大下半岩子2公变",100,0,"赵永军","2025-09-01"]
["承德市供电公司","滦平县供电分公司","金沟屯镇供电所","西沟满族乡","清水泉村","1503454722","电网_西大清水泉2公变",80.32,0,"赵永军","2025-09-01"]
["承德市供电公司","滦平县供电分公司","金沟屯镇供电所","西沟满族乡","东沟门石岩子村","1503454723","电网_西大东沟门石岩子公变",86.68,0,"赵永军","2025-09-01"]
["承德市供电公司","滦平县供电分公司","金沟屯镇供电所","西沟满族乡","老仟村","1503454724","电网_西大老仟2公变",84.46,0,"赵永军","2025-09-01"]
["承德市供电公司","滦平县供电分公司","两间房镇供电所","两间房镇","三道沟村","1503454725","电网_二道沟二队公变",200,0,"刘宗海","2025-09-01"]
["承德市供电公司","滦平县供电分公司","两间房镇供电所","两间房镇","三道沟村","1503454726","电网_大西沟公变",200,0,"刘宗海","2025-09-01"]
["承德市供电公司","滦平县供电分公司","两间房镇供电所","两间房镇","三道沟村","1503454727","电网_黄粱新公变",78.78999999999999,0,"刘宗海","2025-09-01"]
["承德市供电公司","滦平县供电分公司","滦平镇供电所","滦平镇","庄头营村","1503454728","电网_10kV农电511线路红粘地沟",97.275,0,"梁海菊","2025-09-01"]
["承德市供电公司","滦平县供电分公司","滦平镇供电所","滦平镇","庄头营村","1503454729","电网_10kV农电511线路前东沟门",187.04,0,"梁海菊","2025-09-01"]
["承德市供电公司","滦平县供电分公司","滦平镇供电所","滦平镇","庄头营村","1503454730","电网_10kV农电511线路杨家沟门",193.52,0,"梁海菊","2025-09-01"]
["承德市供电公司","滦平县供电分公司","金沟屯镇供电所","西沟满族乡","西梨树沟村","1503454731","电网_西大西梨树沟公变",100,0,"赵永军","2025-09-01"]
["承德市供电公司","滦平县供电分公司","金沟屯镇供电所","西沟满族乡","山咀村",1503454732,"电网_西大山咀2公变",0,0,"赵永军","2025-09-01"]
["承德市供电公司","滦平县供电分公司","火斗山镇供电所","马营子满族乡","马营子满族乡高营子村","1503454743","马于512线路曹碾沟（新)",200,0,"李正伟","2025-09-01"]
["承德市供电公司","滦平县供电分公司","火斗山镇供电所","马营子满族乡","马营子满族乡于营子村","1503454744","马于512线路河西（新)",200,0,"李正伟","2025-09-01"]
["承德市供电公司","滦平县供电分公司","火斗山镇供电所","马营子满族乡","马营子满族乡马营子村","1503454746","马于512线路马营子（新)",67.44,0,"李正伟","2025-09-01"]
["承德市供电公司","滦平县供电分公司","火斗山镇供电所","马营子满族乡","马营子满族乡大兴沟村","1503454747","马于512大兴沟台区（新)",368.9,0,"李正伟","2025-09-01"]
["承德市供电公司","滦平县供电分公司","安纯沟门镇供电所","平坊乡","东山村","1503454762","电网_东山村大营子变台",107.51,0,"谢静","2025-09-01"]
["承德市供电公司","滦平县供电分公司","安纯沟门镇供电所","平坊乡","东山村","1503454763","电网_西山村北沟门变台",138.17000000000002,0,"谢静","2025-09-01"]
["承德市供电公司","滦平县供电分公司","安纯沟门镇供电所","平坊乡","偏岭村","1503454764","偏岭台区（周家）",50,0,"谢静","2025-09-01"]
["承德市供电公司","滦平县供电分公司","安纯沟门镇供电所","平坊乡","十八盘村","1503454765","十八盘村二台区",100,0,"谢静","2025-09-01"]
["承德市供电公司","滦平县供电分公司","安纯沟门镇供电所","平坊乡","于营村","1503454766","电网_马场沟门台区",165.35,0,"谢静","2025-09-01"]
["承德市供电公司","滦平县供电分公司","安纯沟门镇供电所","平坊乡","马圈子村","1503454767","电网_银窝沟北沟门台区",200,0,"谢静","2025-09-01"]
["承德市供电公司","滦平县供电分公司","火斗山镇供电所","马营子满族乡","马营子满族乡南台子村","1503454768","马于512线路南台子（新)",68.61000000000001,0,"李正伟","2025-09-01"]
["承德市供电公司","滦平县供电分公司","火斗山镇供电所","马营子满族乡","马营子满族乡西沟村","1503454769","马于512线路西沟七队（新)",178.77,0,"李正伟","2025-09-01"]
["承德市供电公司","滦平县供电分公司","火斗山镇供电所","马营子满族乡","马营子满族乡高营子村","1503454770","马于512线路高营子（新)",125.2,0,"李正伟","2025-09-01"]
["承德市供电公司","滦平县供电分公司","金沟屯镇供电所","金沟屯镇","后梁","1503454773","金金512后梁2公变",100,0,"赵永军","2025-09-01"]
["承德市供电公司","滦平县供电分公司","金沟屯镇供电所","金沟屯镇","二铺","1503454774","金金512二铺2公变",75.25,0,"赵永军","2025-09-01"]
["承德市供电公司","滦平县供电分公司","安纯沟门镇供电所","安纯沟门镇","骡子沟村","1503454776","骡子沟项营台区",200,0,"谢静","2025-09-01"]
["承德市供电公司","滦平县供电分公司","安纯沟门镇供电所","安纯沟门镇","曹营村","1503454778","电网_曹营子村西台区",200,0,"谢静","2025-09-01"]
["承德市供电公司","滦平县供电分公司","安纯沟门镇供电所","安纯沟门镇","东营村","1503454779","东营村东台区",100,0,"谢静","2025-09-01"]
["承德市供电公司","滦平县供电分公司","长山峪镇供电所","长山峪镇","碾子沟村","1503454782","512线路善道地西公变",166.34,0,"王婷","2025-09-01"]
["承德市供电公司","滦平县供电分公司","长山峪镇供电所","长山峪镇","长山峪村","1503454783","电网_512线路长山峪西公变",67.06,0,"王婷","2025-09-01"]
["承德市供电公司","滦平县供电分公司","长山峪镇供电所","长山峪镇","长山峪村","1503454784","电网_512线路长山峪东公变",149.76,0,"王婷","2025-09-01"]
["承德市供电公司","滦平县供电分公司","付营子镇供电所","付营子镇","头道河村","1503454785","10kV付陈512线路头道河村箱变间隔配电变压器",300.8,0,"姜凌子","2025-09-01"]
["承德市供电公司","滦平县供电分公司","两间房镇供电所","两间房镇","大古道村","1503454786","大古道上营公变",200,0,"刘宗海","2025-09-01"]
["承德市供电公司","滦平县供电分公司","付营子镇供电所","付营子镇","王营子村","1503454787","10kV付红515线路王营子北沟东公变",51.105,0,"姜凌子","2025-09-01"]
["承德市供电公司","滦平县供电分公司","付营子镇供电所","付营子镇","靳家沟门村","1503454788","10kV付红515线路二道河公变",22.450000000000003,0,"姜凌子","2025-09-01"]
["承德市供电公司","滦平县供电分公司","付营子镇供电所","付营子镇","靳家沟门村","1503454789","10kV付红515线路靳门北公变",168.3,0,"姜凌子","2025-09-01"]
["承德市供电公司","滦平县供电分公司","付营子镇供电所","付营子镇","靳家沟门村","1503454790","10kV付红515线路北大洼公变",55.55,0,"姜凌子","2025-09-01"]
["承德市供电公司","滦平县供电分公司","长山峪镇供电所","长山峪镇","后营子村","1503454791","514线路后营子东公变",186.13,0,"王婷","2025-09-01"]
["承德市供电公司","滦平县供电分公司","长山峪镇供电所","长山峪镇","长山峪村","1503454792","512线路大地东公变",283.05,0,"王婷","2025-09-01"]
["承德市供电公司","滦平县供电分公司","长山峪镇供电所","长山峪镇","宋窝铺村","1503454793","电网_512线路宋窝铺马家公变",39.08,0,"王婷","2025-09-01"]
["承德市供电公司","滦平县供电分公司","金沟屯镇供电所","金沟屯镇","金沟屯村","1503454794","金金512中心桥1新",78.86000000000001,0,"赵永军","2025-09-01"]
["承德市供电公司","滦平县供电分公司","金沟屯镇供电所","金沟屯镇","西村","1503454795","金金西村2公变",200,0,"赵永军","2025-09-01"]
["承德市供电公司","滦平县供电分公司","安纯沟门镇供电所","平坊乡","黄木沟村","1503454797","电网_10kV滦小519线路黄木沟西沟台区",20.93,0,"谢静","2025-09-01"]
["承德市供电公司","滦平县供电分公司","安纯沟门镇供电所","平坊乡","黄木沟村","1503454798","电网_10kV滦小519线路黄木沟东沟台区",21.549999999999997,0,"谢静","2025-09-01"]
["承德市供电公司","滦平县供电分公司","安纯沟门镇供电所","安纯沟门镇","五道河村","1503454799","电网_虎大511线路五道河北阳坡台区",118.315,0,"谢静","2025-09-01"]
["承德市供电公司","滦平县供电分公司","安纯沟门镇供电所","安纯沟门镇","安纯沟门村","1503454800","电网_10kV滦小519线路下坎变台",155.9,0,"谢静","2025-09-01"]
["承德市供电公司","滦平县供电分公司","长山峪镇供电所","长山峪镇","三道营村","1503454804","10kV三靳514线路三营西公变",263.39,0,"王婷","2025-09-01"]
["承德市供电公司","滦平县供电分公司","长山峪镇供电所","长山峪镇","二道营村","1503454805","电网_10kV三靳514线路二营东公变",196.76,0,"王婷","2025-09-01"]
["承德市供电公司","滦平县供电分公司","长山峪镇供电所","长山峪镇","三道梁村","1503454806","电网_10kV三靳514线路三道梁西公变",171.02,0,"王婷","2025-09-01"]
["承德市供电公司","滦平县供电分公司","长山峪镇供电所","长山峪镇","安子岭村","1503454807","10kV三靳514线路安子岭东公变",124.5,0,"王婷","2025-09-01"]
["承德市供电公司","滦平县供电分公司","金沟屯镇供电所","金沟屯镇","东营村","1503454808","金西东营2公变",69.80000000000001,0,"赵永军","2025-09-01"]
["承德市供电公司","滦平县供电分公司","金沟屯镇供电所","金沟屯镇","梁后小黑沟村","1503454809","金西梁后小黑沟公变",80,0,"赵永军","2025-09-01"]
["承德市供电公司","滦平县供电分公司","两间房镇供电所","两间房镇","涝洼村","1503454810","电网_涝洼小石门公变",192,0,"刘宗海","2025-09-01"]
["承德市供电公司","滦平县供电分公司","两间房镇供电所","两间房镇","大古道村","1503454811","电网_大古道南街公变",172.96,0,"刘宗海","2025-09-01"]
["承德市供电公司","滦平县供电分公司","金沟屯镇供电所","金沟屯镇","三道湾村","1503454812","金西三道湾2公变",95.5,0,"赵永军","2025-09-01"]
["承德市供电公司","滦平县供电分公司","金沟屯镇供电所","金沟屯镇","荒地村","1503454813","金西荒地2公变",73.8,0,"赵永军","2025-09-01"]
["承德市供电公司","滦平县供电分公司","滦平镇供电所","滦平镇","岔道口","1503454814","电网_10kV滦东513线路岔道口2",145.66,0,"梁海菊","2025-09-01"]
["承德市供电公司","滦平县供电分公司","滦平镇供电所","滦平镇","岔道口","1503454815","电网_10kV滦东513线路岔道口西沟小营",100,0,"梁海菊","2025-09-01"]
["承德市供电公司","滦平县供电分公司","滦平镇供电所","滦平镇","岔道口","1503454816","电网_10kV滦东513线路戴家沟",196.76,0,"梁海菊","2025-09-01"]
["承德市供电公司","滦平县供电分公司","红旗镇供电所","红旗镇","半砬子村","1503454817","电网_红白513线路半砬子北公变",109.57,0,"杜正舟","2025-09-01"]
["承德市供电公司","滦平县供电分公司","红旗镇供电所","红旗镇","塔子沟村","1503454818","红白513线路塔子沟东公变",68.19,0,"杜正舟","2025-09-01"]
["承德市供电公司","滦平县供电分公司","红旗镇供电所","红旗镇","杨树沟村","1503454819","电网_红白513线路杨树沟上坎公变",32.31,0,"杜正舟","2025-09-01"]
["承德市供电公司","滦平县供电分公司","红旗镇供电所","红旗镇","西沟村","1503454820","电网_红白513线路西沟公变",20.36,0,"杜正舟","2025-09-01"]
["承德市供电公司","滦平县供电分公司","红旗镇供电所","红旗镇","曹碾地村","1503454821","红白513线路槽碾地南公变",143.12,0,"杜正舟","2025-09-01"]
["承德市供电公司","滦平县供电分公司","虎什哈镇供电所","虎什哈镇","邓厂村","1503454822","电网_10kV虎七512线路邓厂二台区",200,0,"赵智群","2025-09-01"]
["承德市供电公司","滦平县供电分公司","虎什哈镇供电所","虎什哈镇","桲树下村","1503454823","电网_10kV黄旗513线路脖树下二公变",111.23000000000002,0,"赵智群","2025-09-01"]
["承德市供电公司","滦平县供电分公司","虎什哈镇供电所","五道营子满族乡","大营子村","1503454824","电网_10kV金五515线路大营子二台区",21.709999999999994,0,"赵智群","2025-09-01"]
["承德市供电公司","滦平县供电分公司","虎什哈镇供电所","邓厂满族乡","邓厂村杨树下","1503454825","马于512杨树下二台区",148.6,0,"赵智群","2025-09-01"]
["承德市供电公司","滦平县供电分公司","虎什哈镇供电所","虎什哈镇","高卧铺村","1503454826","电网_10kV虎七512线路高卧铺二台区",35.599999999999994,0,"赵智群","2025-09-01"]
["承德市供电公司","滦平县供电分公司","虎什哈镇供电所","虎什哈镇","西营坊村","1503454827","10kV虎大511线路大河北4号公变（修改）",168.1,0,"赵智群","2025-09-01"]
["承德市供电公司","滦平县供电分公司","虎什哈镇供电所","虎什哈镇","西营坊村红旗","1503454828","电网_10kV虎大511线路营房五号公变",114.35,0,"赵智群","2025-09-01"]
["承德市供电公司","滦平县供电分公司","虎什哈镇供电所","虎什哈镇","六道河村","1503454829","电网_10kV虎七512线路六道河四公变",150,0,"赵智群","2025-09-01"]
["承德市供电公司","滦平县供电分公司","虎什哈镇供电所","虎什哈镇","西营坊村红旗","1503454830","电网_虎大511线路红旗二台区",132.5,0,"赵智群","2025-09-01"]
["承德市供电公司","滦平县供电分公司","虎什哈镇供电所","虎什哈镇","三道河村河西","1503454831","10kV虎七512线路河西二台区",200,0,"赵智群","2025-09-01"]
["承德市供电公司","滦平县供电分公司","安纯沟门镇供电所","安纯沟门镇","桑园村","1503454833","电网_桑园村西",40.33,0,"谢静","2025-09-01"]
["承德市供电公司","滦平县供电分公司","虎什哈镇供电所","虎什哈镇","北山根村南白旗","1503454834","电网_10kV金五515线路南白旗二台区",34.849999999999994,0,"赵智群","2025-09-01"]
["承德市供电公司","滦平县供电分公司","虎什哈镇供电所","虎什哈镇","官营子村","1503454835","电网_10kV金五515线路官营子二台区",124.29,0,"赵智群","2025-09-01"]
["承德市供电公司","滦平县供电分公司","张百湾镇供电所","张百湾镇","周台子村","1503454837","电网_周台子东二台区",400,0,"贾琼","2025-09-01"]
["承德市供电公司","滦平县供电分公司","张百湾镇供电所","张百湾镇","周台子村","1503454838","电网_周台子中二台区",400,0,"贾琼","2025-09-01"]
["承德市供电公司","滦平县供电分公司","虎什哈镇供电所","虎什哈镇","官营子村北拐子","1503454839","10kV金五515线路北拐子公变",166.4,0,"赵智群","2025-09-01"]
["承德市供电公司","滦平县供电分公司","虎什哈镇供电所","虎什哈镇","卧牛山村大西营","1503454840","电网_10kV金杨516线路马圈子二台区",63.400000000000006,0,"赵智群","2025-09-01"]
["承德市供电公司","滦平县供电分公司","金沟屯镇供电所","金沟屯镇","大杨门","1503454883","金金512大杨门2公变",100,0,"赵永军","2025-09-01"]
["承德市供电公司","滦平县供电分公司","金沟屯镇供电所","金沟屯镇","小杨门","1503454884","金金512小杨门2公变",53.14,0,"赵永军","2025-09-01"]
["承德市供电公司","滦平县供电分公司","金沟屯镇供电所","金沟屯镇","碾子","1503454885","金金512碾子2公变",20.94,0,"赵永军","2025-09-01"]
["承德市供电公司","滦平县供电分公司","金沟屯镇供电所","金沟屯镇","苇塘","1503454886","金金512苇塘2公变",32.95,0,"赵永军","2025-09-01"]
["承德市供电公司","滦平县供电分公司","金沟屯镇供电所","金沟屯镇","小营","1503454888","金金512小营2公变",200,0,"赵永军","2025-09-01"]
["承德市供电公司","滦平县供电分公司","金沟屯镇供电所","金沟屯镇","桥西","1503454889","金金512桥西2公变",169.92,0,"赵永军","2025-09-01"]
["承德市供电公司","滦平县供电分公司","金沟屯镇供电所","金沟屯镇","山后村","1503454891","电网_10kV张河521线路山后2公变",38.31,0,"赵永军","2025-09-01"]
["承德市供电公司","滦平县供电分公司","金沟屯镇供电所","金沟屯镇","曹窝铺村","1503454892","电网_10kV张河521线路曹窝铺2公变",42.099999999999994,0,"赵永军","2025-09-01"]
["承德市供电公司","滦平县供电分公司","金沟屯镇供电所","金沟屯镇","柳台村","1503454893","电网_10kV张河521线路柳台2公变",180.96,0,"赵永军","2025-09-01"]
["承德市供电公司","滦平县供电分公司","张百湾镇供电所","大屯镇","东窑上村","1503454894","10kV张滦516线路富民小区西箱变",391.76,0,"贾琼","2025-09-01"]
["承德市供电公司","滦平县供电分公司","张百湾镇供电所","大屯镇","东窑上村","1503454895","10kV张滦516线路富民小区南箱变",400,0,"贾琼","2025-09-01"]
["承德市供电公司","滦平县供电分公司","张百湾镇供电所","张百湾镇","西洼子村","1503454896","电网_10kV张吴513线路西洼子新公变",51.12,0,"贾琼","2025-09-01"]
["承德市供电公司","滦平县供电分公司","张百湾镇供电所","张百湾镇","宋营村","1503454897","10kV张吴513线路大铺边营公变",65.02000000000001,0,"贾琼","2025-09-01"]
["承德市供电公司","滦平县供电分公司","张百湾镇供电所","张百湾镇","周营子村","1503454898","10kV张兰517线路歪脖沟二台公变",200,0,"贾琼","2025-09-01"]
["承德市供电公司","滦平县供电分公司","张百湾镇供电所","张百湾镇","河北村","1503454899","电网_10kV张东515线路九梁顶二公变",38.5,0,"贾琼","2025-09-01"]
["承德市供电公司","滦平县供电分公司","张百湾镇供电所","张百湾镇","宋营村","1503454900","10kV张吴513线路宋营大铺西公变",37.49,0,"贾琼","2025-09-01"]
["承德市供电公司","滦平县供电分公司","张百湾镇供电所","张百湾镇","宋营村","1503454901","电网_张吴513塔梁",21.620000000000005,0,"贾琼","2025-09-01"]
["承德市供电公司","滦平县供电分公司","张百湾镇供电所","大屯镇","烧锅营村","1503454902","电网_10kV张滦516线路小梁后公变",36.16,0,"贾琼","2025-09-01"]
["承德市供电公司","滦平县供电分公司","张百湾镇供电所","大屯镇","路南营村","1503454903","电网_10kV张东515线路北沟门南二公变",200,0,"贾琼","2025-09-01"]
["承德市供电公司","滦平县供电分公司","张百湾镇供电所","张百湾镇","下洼子村","1503454904","10kV蓝旗517线路下洼子西公变",130.91,0,"贾琼","2025-09-01"]
["承德市供电公司","滦平县供电分公司","张百湾镇供电所","张百湾镇","下洼子村","1503454905","蓝旗517姜营子二公变",32.019999999999996,0,"贾琼","2025-09-01"]
["承德市供电公司","滦平县供电分公司","张百湾镇供电所","张百湾镇","五道岭村","1503454906","10kV西五530线路四道岭二公变",40,0,"贾琼","2025-09-01"]
["承德市供电公司","滦平县供电分公司","张百湾镇供电所","张百湾镇","偏道子村","1503454907","蓝旗517二道沟门二公变",44.525000000000006,0,"贾琼","2025-09-01"]
["承德市供电公司","滦平县供电分公司","张百湾镇供电所","张百湾镇","五道岭村","1503454908","10kV西五530线路北马圈子二公变",75.39,0,"贾琼","2025-09-01"]
["承德市供电公司","滦平县供电分公司","张百湾镇供电所","张百湾镇","五道岭村","1503454909","10kV西五530线路五道岭南公变",148.97,0,"贾琼","2025-09-01"]
["承德市供电公司","滦平县供电分公司","金沟屯镇供电所","西沟满族乡","大河西村","1503459301","电网_西大大河西2公变",100,0,"赵永军","2025-09-01"]
["承德市供电公司","滦平县供电分公司","虎什哈镇供电所","虎什哈镇","虎什哈村东街","1503513370","电网_10kV黄旗513线路东街四公变",81.605,0,"赵智群","2025-09-01"]
["承德市供电公司","滦平县供电分公司","金沟屯镇供电所","金沟屯镇","东村","1503534078","电网_10kV金金512线路东村二箱变间隔配电变压器",228.55,0,"赵永军","2025-09-01"]
["承德市供电公司","滦平县供电分公司","虎什哈镇供电所","虎什哈镇","西营房村","1503586772","电网_10kV虎七512线路营房四号公变",386.775,0,"赵智群","2025-09-01"]
["承德市供电公司","滦平县供电分公司","虎什哈镇供电所","虎什哈镇","三道河村四道河","1503586773","电网_10kV虎七512线路四道河三号公变",383.08,0,"赵智群","2025-09-01"]
["承德市供电公司","滦平县供电分公司","虎什哈镇供电所","虎什哈镇","桲树下村西山","1503586774","电网_10kV黄旗513线路西山公变",35.75,0,"赵智群","2025-09-01"]
["承德市供电公司","滦平县供电分公司","虎什哈镇供电所","虎什哈镇","西营房村","1503586775","电网_10kV虎七512线路营房一号公变",282.25,0,"赵智群","2025-09-01"]
["承德市供电公司","滦平县供电分公司","虎什哈镇供电所","虎什哈镇","卧牛山村杨树沟","1503586776","10kV金杨516线路杨树沟三公变",70.405,0,"赵智群","2025-09-01"]
["承德市供电公司","滦平县供电分公司","张百湾镇供电所","大屯镇","路南营村","1503586777","电网_10kV张东515线路西庙北沟二台公变",111.64,0,"贾琼","2025-09-01"]
["承德市供电公司","滦平县供电分公司","张百湾镇供电所","大屯镇","东院村","1503586778","电网_10kV张东515线路东院六台公变",129.99,0,"贾琼","2025-09-01"]
["承德市供电公司","滦平县供电分公司","张百湾镇供电所","大屯镇","奎木沟村","1503586779","电网_10kV张东515线路奎木沟头营北二公变",100,0,"贾琼","2025-09-01"]
["承德市供电公司","滦平县供电分公司","张百湾镇供电所","大屯镇","路南营村","1503586780","电网_10kV张东515线路下铺东新公变",387.04,0,"贾琼","2025-09-01"]
["承德市供电公司","滦平县供电分公司","张百湾镇供电所","大屯镇","路南营村","1503586781","电网_10kV张东515线路两间房新公变",63.599999999999994,0,"贾琼","2025-09-01"]
["承德市供电公司","滦平县供电分公司","张百湾镇供电所","大屯镇","路南营村","1503586782","10kV张东515线路北沟门南二新公变",180.96,0,"贾琼","2025-09-01"]
["承德市供电公司","滦平县供电分公司","张百湾镇供电所","大屯镇","菸青村","1503586783","电网_10kV张东515线路菸青新公变",30,0,"贾琼","2025-09-01"]
["承德市供电公司","滦平县供电分公司","张百湾镇供电所","大屯镇","菸青村","1503586784","10kV张滦516线路菸青二新公变",150.2,0,"贾琼","2025-09-01"]
["承德市供电公司","滦平县供电分公司","张百湾镇供电所","大屯镇","兴洲村","1503586785","电网_10kV张东515线路窑沟新公变",200,0,"贾琼","2025-09-01"]
["承德市供电公司","滦平县供电分公司","张百湾镇供电所","大屯镇","菸青村","1503586786","电网_10kV张滦516线路陈营二台公变",100,0,"贾琼","2025-09-01"]
["承德市供电公司","滦平县供电分公司","张百湾镇供电所","大屯镇","小城子村","1503586787","电网_10kV张东515小城子东新公变",130.73000000000002,0,"贾琼","2025-09-01"]
["承德市供电公司","滦平县供电分公司","张百湾镇供电所","大屯镇","小城子村","1503586788","电网_10kV小城子新公变",256.98,0,"贾琼","2025-09-01"]
["承德市供电公司","滦平县供电分公司","张百湾镇供电所","大屯镇","东院村","1503586789","电网_10kV张东515线路西院三公变",69.08000000000001,0,"贾琼","2025-09-01"]
["承德市供电公司","滦平县供电分公司","张百湾镇供电所","大屯镇","东院村","1503586790","电网_10kV张东515线路东院五台公变",200,0,"贾琼","2025-09-01"]
["承德市供电公司","滦平县供电分公司","张百湾镇供电所","大屯镇","二道窝铺村","1503586791","10kV张东515线路二道营二新公变",75.71,0,"贾琼","2025-09-01"]
["承德市供电公司","滦平县供电分公司","张百湾镇供电所","大屯镇","东院村","1503586792","电网_10kV张东515线路东院四台公变",192.08,0,"贾琼","2025-09-01"]
["承德市供电公司","滦平县供电分公司","滦平镇供电所","滦平镇","三地沟门村","1503602100","电网_磁源城2期4号箱变（专变公用）配电变压器",800,0,"梁海菊","2025-09-01"]
["承德市供电公司","滦平县供电分公司","虎什哈镇供电所","虎什哈镇","桲树下村西山","1503602731","电网_10kV黄旗513线路孟地沟东沟公变",34,0,"赵智群","2025-09-01"]
["承德市供电公司","滦平县供电分公司","安纯沟门镇供电所","安纯沟门镇","安纯沟门村","1503685128","电网_10千伏滦小519线路安纯沟门乡直箱变",400,0,"谢静","2025-09-01"]
["承德市供电公司","滦平县供电分公司","安纯沟门镇供电所","安纯沟门镇","双栅子村","1603242605216101","双栅子村北",100,0,"谢静","2025-09-01"]
["承德市供电公司","滦平县供电分公司","安纯沟门镇供电所","平坊乡","路营村","1606241705042501","路营新增",158.75,0,"谢静","2025-09-01"]
["承德市供电公司","滦平县供电分公司","滦平镇供电所","滦平镇","三地沟门村","1609240405038901","泰达漫城2号变（专变公用）",800,0,"梁海菊","2025-09-01"]
["承德市供电公司","滦平县供电分公司","滦平镇供电所","滦平镇","三地沟门村","0503539592","电网_河北省承德市滦平县公交专用充电站4配电变压器",630,0,"梁海菊","2025-09-01"]
["承德市供电公司","滦平县供电分公司","红旗镇供电所","红旗镇","大沟村","0503631175","红小512线路红旗新区A区箱变间隔配电变压器",438.05,0,"杜正舟","2025-09-01"]
["承德市供电公司","滦平县供电分公司","张百湾镇供电所","张百湾镇","张百湾村","0503664435","10kV张滦516线路上南沟门三台公变",40.400000000000006,0,"贾琼","2025-09-01"]
["承德市供电公司","滦平县供电分公司","滦平镇供电所","滦平镇","西台子","0503664535","电网_515西台子一二队新公变",100,0,"梁海菊","2025-09-01"]
["承德市供电公司","滦平县供电分公司","滦平镇供电所","滦平镇","庄头营村","1601240305027884","庄头营村外",136.64999999999998,0,"梁海菊","2025-09-01"]
["承德市供电公司","滦平县供电分公司","滦平镇供电所","滦平镇","三地沟门村","1601240305030530","三地沟门开发区二",76.14,0,"梁海菊","2025-09-01"]
["承德市供电公司","滦平县供电分公司","滦平镇供电所","滦平镇","北大街社区","1601240305033307","佟家沟里",394.3,0,"梁海菊","2025-09-01"]
["承德市供电公司","滦平县供电分公司","巴克什营镇供电所","巴克什营镇","偏桥村","1601240705000238","10千伏巴孙515线路偏桥街里公变",165.28,0,"张睿敏","2025-09-01"]
["承德市供电公司","滦平县供电分公司","滦平镇供电所","滦平镇","北大街社区","1601240705002277","聚贤街",384.88,0,"梁海菊","2025-09-01"]
["承德市供电公司","滦平县供电分公司","滦平镇供电所","滦平镇","北大街社区","1601240705003407","机械厂三",302.34000000000003,0,"梁海菊","2025-09-01"]
["承德市供电公司","滦平县供电分公司","虎什哈镇供电所","五道营子满族乡","上台子村五天明沟","1601240905014833","10kV金五515线路五条明沟三号公变",62.5,0,"赵智群","2025-09-01"]
["承德市供电公司","滦平县供电分公司","虎什哈镇供电所","虎什哈镇","六道河村七道河","1601240905023931","10kV虎七512线路七道河大绿公变",23.17,0,"赵智群","2025-09-01"]
["承德市供电公司","滦平县供电分公司","虎什哈镇供电所","五道营子满族乡","上台子村","1601240905026136","10kV金五515线路上台子三号公变",166.45,0,"赵智群","2025-09-01"]
["承德市供电公司","滦平县供电分公司","红旗镇供电所","小营镇","小营村","1601241105001904","小付525线路小营东公变",200,0,"杜正舟","2025-09-01"]
["承德市供电公司","滦平县供电分公司","红旗镇供电所","小营镇","哈叭沁村","1601241105002288","小哈522线路下哈新村2号公变",337.84,0,"杜正舟","2025-09-01"]
["承德市供电公司","滦平县供电分公司","滦平镇供电所","滦平镇","安乐","1601241305001697","安乐神仙沟",88.28,0,"梁海菊","2025-09-01"]
["承德市供电公司","滦平县供电分公司","滦平镇供电所","滦平镇","皂沟村","1601241305002669","皂沟村里",125.31,0,"梁海菊","2025-09-01"]
["承德市供电公司","滦平县供电分公司","长山峪镇供电所","长山峪镇","长山峪村","1601241505003026","10kv三宋512线路西小营东综合变",196.76,0,"王婷","2025-09-01"]
["承德市供电公司","滦平县供电分公司","长山峪镇供电所","长山峪镇","安子岭村","1601241705018684","10kv三靳514线路东沟门佟家沟综合变",100,0,"王婷","2025-09-01"]
["承德市供电公司","滦平县供电分公司","金沟屯镇供电所","西沟满族乡","马圈子村","1601241705020064","西大马圈子2公变",75.31,0,"赵永军","2025-09-01"]
["承德市供电公司","滦平县供电分公司","虎什哈镇供电所","五道营子满族乡","五道营子村孟营子","1601241705032996","10kV金五515线路孟营子二号公变",162.41,0,"赵智群","2025-09-01"]
["承德市供电公司","滦平县供电分公司","滦平镇供电所","滦平镇","东街社区","1601242905000025","一幼门前",400,0,"梁海菊","2025-09-01"]
["承德市供电公司","滦平县供电分公司","滦平镇供电所","滦平镇","三地沟门村","1601250805012720","10千伏后街一回514线路三地沟门三公变",342.48,0,"梁海菊","2025-09-01"]
["承德市供电公司","滦平县供电分公司","滦平镇供电所","滦平镇","西台子村","1601251405021687","10千伏城区515线路西台子三四队3公变",156.11,0,"梁海菊","2025-09-01"]
["承德市供电公司","滦平县供电分公司","滦平镇供电所","滦平镇","北李营村","1602250705001994","10千伏城刘512线路北李营小学公变",55.48000000000002,0,"梁海菊","2025-09-01"]
["承德市供电公司","滦平县供电分公司","滦平镇供电所","滦平镇","岔道口","1603241905013032","岔道口西沟小营二",176.9,0,"梁海菊","2025-09-01"]
["承德市供电公司","滦平县供电分公司","滦平镇供电所","滦平镇","曹营村","1603242205002006","曹营三",200,0,"梁海菊","2025-09-01"]
["承德市供电公司","滦平县供电分公司","安纯沟门镇供电所","平坊乡","东山村","1603242605215519","东山小营",100,0,"谢静","2025-09-01"]
["承德市供电公司","滦平县供电分公司","火斗山镇供电所","马营子满族乡","马营子满族乡南大庙村","1604240705208163","马付511线路西沟门老公变",23,0,"李正伟","2025-09-01"]
["承德市供电公司","滦平县供电分公司","安纯沟门镇供电所","安纯沟门镇","骡子沟村","1604250105028128","10kV滦小519线路榆木沟小西沟公变",25,0,"谢静","2025-09-01"]
["承德市供电公司","滦平县供电分公司","滦平镇供电所","中兴路街道","滦阳府社区","1604250805012490","山水豪庭小区3号变",800,0,"梁海菊","2025-09-01"]
["承德市供电公司","滦平县供电分公司","滦平镇供电所","中兴路街道","滦阳府社区","1604250805014409","山水豪庭小区4号变",800,0,"梁海菊","2025-09-01"]
["承德市供电公司","滦平县供电分公司","滦平镇供电所","中兴路街道","滦阳府社区","1604250805015327","山水豪庭小区1号变",800,0,"梁海菊","2025-09-01"]
["承德市供电公司","滦平县供电分公司","滦平镇供电所","中兴路街道","滦阳府社区","1604250805016206","山水豪庭小区2号变",800,0,"梁海菊","2025-09-01"]
["承德市供电公司","滦平县供电分公司","长山峪镇供电所","长山峪镇","三道梁村","1604252105022471","三道梁下河套养鸡柱上变",30,0,"王婷","2025-09-01"]
["承德市供电公司","滦平县供电分公司","火斗山镇供电所","付家店满族乡","三道沟门村","1604252205014341","三道沟门二台区",93.76,0,"李正伟","2025-09-01"]
["承德市供电公司","滦平县供电分公司","滦平镇供电所","滦平镇","北马圈子村","1604252305014019","10千伏后街二回516线路马圈子小学公变",50,0,"梁海菊","2025-09-01"]
["承德市供电公司","滦平县供电分公司","金沟屯镇供电所","金沟屯镇","金沟屯村沙梁根","1604252405024372","金沟屯粮食储备站",0.37999999999999545,0,"赵永军","2025-09-01"]
["承德市供电公司","滦平县供电分公司","滦平镇供电所","滦平镇","刘院村","1605240805102703","刘院三",100,0,"梁海菊","2025-09-01"]
["承德市供电公司","滦平县供电分公司","张百湾镇供电所","大屯镇","东窑上村","1605241105195007","10kV营房519线路西南沟二台公变",100,0,"贾琼","2025-09-01"]
["承德市供电公司","滦平县供电分公司","虎什哈镇供电所","五道营子满族乡","老米沟村范家沟","1605242905088112","10kV金五515线路范家沟公变新",182.71,0,"赵智群","2025-09-01"]
["承德市供电公司","滦平县供电分公司","虎什哈镇供电所","五道营子满族乡","五道营子村朱营子","1605242905089149","10kV金五515线路朱营子二号公变",177.02,0,"赵智群","2025-09-01"]
["承德市供电公司","滦平县供电分公司","虎什哈镇供电所","虎什哈镇","官营子村","1605242905089153","10kV金五515线路官营子南沟公变新",100,0,"赵智群","2025-09-01"]
["承德市供电公司","滦平县供电分公司","虎什哈镇供电所","五道营子满族乡","五道营子村","1605242905090072","10kV金五515线路五道营五号公变",376.9,0,"赵智群","2025-09-01"]
["承德市供电公司","滦平县供电分公司","虎什哈镇供电所","虎什哈镇","西庙沟村","1605242905091064","10kV金五515线路西庙沟三组二号公变",100,0,"赵智群","2025-09-01"]
["承德市供电公司","滦平县供电分公司","虎什哈镇供电所","虎什哈镇","猴山村","1605242905102842","10kV虎七512线路小南沟公变新",100,0,"赵智群","2025-09-01"]
["承德市供电公司","滦平县供电分公司","虎什哈镇供电所","虎什哈镇","猴山村","1605242905103030","10kV虎七512线路猴山三号公变",100,0,"赵智群","2025-09-01"]
["承德市供电公司","滦平县供电分公司","虎什哈镇供电所","虎什哈镇","虎什哈村镇直","1605242905104266","10kV黄旗513线路镇直六号公变",162.87,0,"赵智群","2025-09-01"]
["承德市供电公司","滦平县供电分公司","虎什哈镇供电所","虎什哈镇","高卧铺村王卧铺","1605242905105092","10kV虎七512线路王卧铺二号公变",100,0,"赵智群","2025-09-01"]
["承德市供电公司","滦平县供电分公司","滦平镇供电所","滦平镇","西瓜园村","1605251005001526","铸合壹号苑小区1号变",800,0,"梁海菊","2025-09-01"]
["承德市供电公司","滦平县供电分公司","滦平镇供电所","滦平镇","西瓜园村","1605251005002495","铸合壹号苑小区3号变",800,0,"梁海菊","2025-09-01"]
["承德市供电公司","滦平县供电分公司","滦平镇供电所","滦平镇","西瓜园村","1605251005003918","铸合壹号苑小区2号变",800,0,"梁海菊","2025-09-01"]
["承德市供电公司","滦平县供电分公司","付营子镇供电所","付营子镇","青石垛村","1606240505022164","10kV付九516线路转山湖公变",30.150000000000006,0,"姜凌子","2025-09-01"]
["承德市供电公司","滦平县供电分公司","巴克什营镇供电所","巴克什营镇","巴克什营村","1606241205023603","10KV巴营513线路高家公变",192.08,0,"张睿敏","2025-09-01"]
["承德市供电公司","滦平县供电分公司","金沟屯镇供电所","金沟屯镇","滦河沿","1606241305020837","10KV金西517线路滦河沿中心2公变",189.2,0,"赵永军","2025-09-01"]
["承德市供电公司","滦平县供电分公司","巴克什营镇供电所","巴克什营镇","巴克什营村","1606241305030938","10千伏巴营513线路麻地二队新增公变",100,0,"张睿敏","2025-09-01"]
["承德市供电公司","滦平县供电分公司","巴克什营镇供电所","巴克什营镇","快活峪村","1606241305031468","10千伏巴营513线路大栅子2公变",100,0,"张睿敏","2025-09-01"]
["承德市供电公司","滦平县供电分公司","巴克什营镇供电所","巴克什营镇","孙家沟村","1606241305033085","10千伏巴两516线路下石门公变",100,0,"张睿敏","2025-09-01"]
["承德市供电公司","滦平县供电分公司","巴克什营镇供电所","巴克什营镇","山神庙村","1606241305034307","10千伏巴营513线路槐条湾2公变",100,0,"张睿敏","2025-09-01"]
["承德市供电公司","滦平县供电分公司","长山峪镇供电所","长山峪镇","西营村","1606241305039916","10kV滦东513线路西营东公变",193,0,"王婷","2025-09-01"]
["承德市供电公司","滦平县供电分公司","长山峪镇供电所","长山峪镇","西营村","1606241305043641","10kV滦东513线路姜台三队西公变",58,0,"王婷","2025-09-01"]
["承德市供电公司","滦平县供电分公司","长山峪镇供电所","长山峪镇","西营村","1606241305044017","10kV滦东513线路碧霞山村口公变",95,0,"王婷","2025-09-01"]
["承德市供电公司","滦平县供电分公司","金沟屯镇供电所","西沟满族乡","老仟河东村","1606241305051161","老仟河东公变",200,0,"赵永军","2025-09-01"]
["承德市供电公司","滦平县供电分公司","巴克什营镇供电所","两间房镇","叶营村","1606241405000678","10千伏巴色516线路庙后2公变",100,0,"张睿敏","2025-09-01"]
["承德市供电公司","滦平县供电分公司","巴克什营镇供电所","两间房镇","色树沟村","1606241405001356","10千伏巴色516线路南地公变",100,0,"张睿敏","2025-09-01"]
["承德市供电公司","滦平县供电分公司","巴克什营镇供电所","两间房镇","大龙潭村","1606241405002178","10千伏巴色516线路道北梁2公变",100,0,"张睿敏","2025-09-01"]
["承德市供电公司","滦平县供电分公司","巴克什营镇供电所","两间房镇","大龙潭村","1606241405003474","10千伏巴色516线路三道湾2公变",100,0,"张睿敏","2025-09-01"]
["承德市供电公司","滦平县供电分公司","付营子镇供电所","付营子镇","九神庙村","1606241405008650","10kV付九516线路九神庙梁上台区",60.68000000000001,0,"姜凌子","2025-09-01"]
["承德市供电公司","滦平县供电分公司","巴克什营镇供电所","巴克什营镇","缸房村","1606241405008960","10千伏巴两516线路缸房街里公变",98.885,0,"张睿敏","2025-09-01"]
["承德市供电公司","滦平县供电分公司","巴克什营镇供电所","巴克什营镇","巴克什营村","1606241405011974","10千伏巴营513线路西街2公变",125.915,0,"张睿敏","2025-09-01"]
["承德市供电公司","滦平县供电分公司","付营子镇供电所","付营子镇","九神庙村","1606241405012379","10kV付九516线路九神庙下新公变",60,0,"姜凌子","2025-09-01"]
["承德市供电公司","滦平县供电分公司","巴克什营镇供电所","巴克什营镇","巴克什营村","1606241405012882","10千伏巴营513线路路西2公变",200,0,"张睿敏","2025-09-01"]
["承德市供电公司","滦平县供电分公司","巴克什营镇供电所","巴克什营镇","巴克什营村","1606241405014944","10千伏巴营513线路路东3公变",88.55,0,"张睿敏","2025-09-01"]
["承德市供电公司","滦平县供电分公司","金沟屯镇供电所","金沟屯镇","小营村","1606241405025710","金金512线路小营3公变",194.7,0,"赵永军","2025-09-01"]
["承德市供电公司","滦平县供电分公司","火斗山镇供电所","马营子满族乡","马营子满族乡于营子村","1606241405030515","10kV马于512线路河西二台区",100,0,"李正伟","2025-09-01"]
["承德市供电公司","滦平县供电分公司","火斗山镇供电所","火斗山镇","火斗山镇火斗山村","1606241405034035","10kV工业515线路下三道沟三台区",100,0,"李正伟","2025-09-01"]
["承德市供电公司","滦平县供电分公司","付营子镇供电所","付营子镇","羊草沟门村","1606241505000636","10kV付红515线路前进沟下西沟公变",100,0,"姜凌子","2025-09-01"]
["承德市供电公司","滦平县供电分公司","付营子镇供电所","付营子镇","靳家沟门村","1606241505001557","10kV付红515线路靳门街里公变",176,0,"姜凌子","2025-09-01"]
["承德市供电公司","滦平县供电分公司","付营子镇供电所","付营子镇","三成店村","1606241505003399","10kV付九516线路三成店下新公变",50.625,0,"姜凌子","2025-09-01"]
["承德市供电公司","滦平县供电分公司","付营子镇供电所","付营子镇","三成店村","1606241505003715","10kV付红515线路靳门二道河子新公变",200,0,"姜凌子","2025-09-01"]
["承德市供电公司","滦平县供电分公司","付营子镇供电所","付营子镇","付营子村","1606241505006952","10kV付陈512线路付营子西南公变",142,0,"姜凌子","2025-09-01"]
["承德市供电公司","滦平县供电分公司","付营子镇供电所","付营子镇","付营子村","1606241505007611","10kV付陈512线路北沟小区新公变",97.23,0,"姜凌子","2025-09-01"]
["承德市供电公司","滦平县供电分公司","付营子镇供电所","付营子镇","付营子村","1606241505009174","10kV付陈512线路付营子北新公变",145.4,0,"姜凌子","2025-09-01"]
["承德市供电公司","滦平县供电分公司","付营子镇供电所","付营子镇","付营子村","1606241505009178","10kV付陈512线路焦营新公变",150.23,0,"姜凌子","2025-09-01"]
["承德市供电公司","滦平县供电分公司","付营子镇供电所","付营子镇","付营子村","1606241505010030","10kV付陈512线路付营子东新公变",150,0,"姜凌子","2025-09-01"]
["承德市供电公司","滦平县供电分公司","红旗镇供电所","红旗镇","桥头村","1606241605000629","红梁511线路桥头东2号公变",52.48,0,"杜正舟","2025-09-01"]
["承德市供电公司","滦平县供电分公司","付营子镇供电所","付营子镇","青石垛村","1606241605002041","10kV付九516线路青石垛下新公变",185.7,0,"姜凌子","2025-09-01"]
["承德市供电公司","滦平县供电分公司","付营子镇供电所","付营子镇","青石垛村","1606241605003018","10kV付九516线路转山湖小学公变",141.45,0,"姜凌子","2025-09-01"]
["承德市供电公司","滦平县供电分公司","红旗镇供电所","红旗镇","红旗村","1606241605004076","红小512线路红旗中2号公变",85.55,0,"杜正舟","2025-09-01"]
["承德市供电公司","滦平县供电分公司","付营子镇供电所","付营子镇","羊草沟门村","1606241705028607","10kV付红515线路前进沟上西沟公变",183.9,0,"姜凌子","2025-09-01"]
["承德市供电公司","滦平县供电分公司","付营子镇供电所","付营子镇","王营子村","1606241705028611","10kV付红515线路八家西公变",91.285,0,"姜凌子","2025-09-01"]
["承德市供电公司","滦平县供电分公司","付营子镇供电所","付营子镇","红石砬村","1606241705029826","10kV付红515线路红石砬新区二公变",200,0,"姜凌子","2025-09-01"]
["承德市供电公司","滦平县供电分公司","付营子镇供电所","付营子镇","红石砬村","1606241705030916","10kV付红515线路红石砬北新公变",200,0,"姜凌子","2025-09-01"]
["承德市供电公司","滦平县供电分公司","付营子镇供电所","付营子镇","羊草沟门村","1606241705030920","10kV付红515线路羊草沟门村新公变",41.06999999999999,0,"姜凌子","2025-09-01"]
["承德市供电公司","滦平县供电分公司","付营子镇供电所","付营子镇","头道河村","1606241705031410","10kV付红515线路三道河南公变",400,0,"姜凌子","2025-09-01"]
["承德市供电公司","滦平县供电分公司","安纯沟门镇供电所","平坊乡","路营村","1606241705041630","木须沟里",27.64,0,"谢静","2025-09-01"]
["承德市供电公司","滦平县供电分公司","安纯沟门镇供电所","平坊乡","黄木沟村","1606241705041634","黄木沟一组二台区",20.295,0,"谢静","2025-09-01"]
["承德市供电公司","滦平县供电分公司","安纯沟门镇供电所","平坊乡","于营村","1606241705042497","于营二台区",59.69,0,"谢静","2025-09-01"]
["承德市供电公司","滦平县供电分公司","安纯沟门镇供电所","安纯沟门镇","曹营村","1606241705042505","曹营村东",26.989999999999995,0,"谢静","2025-09-01"]
["承德市供电公司","滦平县供电分公司","安纯沟门镇供电所","平坊乡","偏岭村","1606241705043957","偏岭后街公变",83.08,0,"谢静","2025-09-01"]
["承德市供电公司","滦平县供电分公司","安纯沟门镇供电所","安纯沟门镇","李栅子村","1606241705043961","大黑沟公变",30,0,"谢静","2025-09-01"]
["承德市供电公司","滦平县供电分公司","安纯沟门镇供电所","安纯沟门镇","桑园村","1606241705043965","桑园村东",33.97,0,"谢静","2025-09-01"]
["承德市供电公司","滦平县供电分公司","安纯沟门镇供电所","平坊乡","双栅子村","1606241705046458","上水泉新增公变",20.620000000000005,0,"谢静","2025-09-01"]
["承德市供电公司","滦平县供电分公司","安纯沟门镇供电所","平坊乡","马圈子村","1606241705046462","马圈子新增",26.599999999999994,0,"谢静","2025-09-01"]
["承德市供电公司","滦平县供电分公司","安纯沟门镇供电所","平坊乡","于营村","1606241705046466","马场后沟公变",53.775,0,"谢静","2025-09-01"]
["承德市供电公司","滦平县供电分公司","付营子镇供电所","付营子镇","头道河村","1606241705056777","10kV付陈512线路平坊西公变",217.4,0,"姜凌子","2025-09-01"]
["承德市供电公司","滦平县供电分公司","付营子镇供电所","付营子镇","邢家沟门村","1606241705056781","10kV付陈512线路瓦房新公变",59.764999999999986,0,"姜凌子","2025-09-01"]
["承德市供电公司","滦平县供电分公司","付营子镇供电所","付营子镇","凡西营村","1606241705057667","10kV付陈512线路凡西营白楼公变",177.78,0,"姜凌子","2025-09-01"]
["承德市供电公司","滦平县供电分公司","付营子镇供电所","付营子镇","凡西营村","1606241705057671","10kV付陈512线路凡西营东新公变",200,0,"姜凌子","2025-09-01"]
["承德市供电公司","滦平县供电分公司","付营子镇供电所","付营子镇","凡西营村","1606241705058290","10kV付陈512线路东宫庙新公变",166.45,0,"姜凌子","2025-09-01"]
["承德市供电公司","滦平县供电分公司","付营子镇供电所","付营子镇","凡西营村","1606241705059329","10kV付陈512线路凡西营北新公变",133.45999999999998,0,"姜凌子","2025-09-01"]
["承德市供电公司","滦平县供电分公司","金沟屯镇供电所","金沟屯镇","撒拉沟","1606241805002194","金金512线路撒拉沟2公变",100,0,"赵永军","2025-09-01"]
["承德市供电公司","滦平县供电分公司","滦平镇供电所","滦平镇","北李营","1606241805009156","城刘512线路北李营四队西地",196.76,0,"梁海菊","2025-09-01"]
["承德市供电公司","滦平县供电分公司","安纯沟门镇供电所","安纯沟门镇","五道河村","1606241805013389","五道河东沟门",30.67,0,"谢静","2025-09-01"]
["承德市供电公司","滦平县供电分公司","安纯沟门镇供电所","安纯沟门镇","小白旗村","1606241805014849","小白旗东街变台",62.8,0,"谢静","2025-09-01"]
["承德市供电公司","滦平县供电分公司","安纯沟门镇供电所","安纯沟门镇","五道河村","1606241805015172","八道河村东变台",81.1,0,"谢静","2025-09-01"]
["承德市供电公司","滦平县供电分公司","安纯沟门镇供电所","安纯沟门镇","小白旗村","1606241805015176","北沟老虎沟门变台",100,0,"谢静","2025-09-01"]
["承德市供电公司","滦平县供电分公司","长山峪镇供电所","长山峪镇","后营子村","1606241805015770","10kV三靳514线路后营子北公变",60.1,0,"王婷","2025-09-01"]
["承德市供电公司","滦平县供电分公司","长山峪镇供电所","长山峪镇","三道梁村","1606241805015774","10kV三靳514线路三道梁市场公变",86.48,0,"王婷","2025-09-01"]
["承德市供电公司","滦平县供电分公司","长山峪镇供电所","长山峪镇","二营村","1606241805016400","10kV三靳514线路二营西公变",42.06,0,"王婷","2025-09-01"]
["承德市供电公司","滦平县供电分公司","安纯沟门镇供电所","安纯沟门镇","小白旗村","1606241805017079","半山集台区",100,0,"谢静","2025-09-01"]
["承德市供电公司","滦平县供电分公司","安纯沟门镇供电所","安纯沟门镇","五道河村","1606241805017083","二道河二台区",100,0,"谢静","2025-09-01"]
["承德市供电公司","滦平县供电分公司","长山峪镇供电所","长山峪镇","二营村","1606241805017553","10kV三靳514线路四营街头公变",66.75999999999999,0,"王婷","2025-09-01"]
["承德市供电公司","滦平县供电分公司","长山峪镇供电所","长山峪镇","华子炉","1606241805018447","10kv三宋512线路抹坡沟新公变",100,0,"王婷","2025-09-01"]
["承德市供电公司","滦平县供电分公司","长山峪镇供电所","长山峪镇","西营村","1606241805018451","10kV滦东513线路碧霞山河东新公变",22.040000000000006,0,"王婷","2025-09-01"]
["承德市供电公司","滦平县供电分公司","金沟屯镇供电所","金沟屯镇","陡沟梁后","1606241805033978","陡沟梁后2公变",200,0,"赵永军","2025-09-01"]
["承德市供电公司","滦平县供电分公司","金沟屯镇供电所","西沟满族乡","头道河村","1606241805034983","头道河2公变",100,0,"赵永军","2025-09-01"]
["承德市供电公司","滦平县供电分公司","金沟屯镇供电所","西沟满族乡","陡沟村","1606241805034987","陡沟2公变",100,0,"赵永军","2025-09-01"]
["承德市供电公司","滦平县供电分公司","金沟屯镇供电所","西沟满族乡","八道河","1606241805035697","八道河2公变",100,0,"赵永军","2025-09-01"]
["承德市供电公司","滦平县供电分公司","金沟屯镇供电所","西沟满族乡","上半岩子","1606241805036678","上半岩子2公变",100,0,"赵永军","2025-09-01"]
["承德市供电公司","滦平县供电分公司","金沟屯镇供电所","西沟满族乡","东沟门三队","1606241805036682","东沟门三队2公变",100,0,"赵永军","2025-09-01"]
["承德市供电公司","滦平县供电分公司","张百湾镇供电所","张百湾镇","偏道子村","1606241805036963","10kV蓝旗517线路偏道子三公变",106.02,0,"贾琼","2025-09-01"]
["承德市供电公司","滦平县供电分公司","张百湾镇供电所","张百湾镇","蓝旗村","1606241805036967","10kV张滦516线路小东沟公变",100.6,0,"贾琼","2025-09-01"]
["承德市供电公司","滦平县供电分公司","张百湾镇供电所","张百湾镇","偏道子村","1606241805036971","10kV蓝旗517线路河西二公变",22.209999999999994,0,"贾琼","2025-09-01"]
["承德市供电公司","滦平县供电分公司","张百湾镇供电所","滦平镇","王家沟村","1606241805036975","10kV营房519线路王家沟中公变",400,0,"贾琼","2025-09-01"]
["承德市供电公司","滦平县供电分公司","张百湾镇供电所","滦平镇","王家沟村","1606241805038751","10kV营房519线路关营二公变",162.2,0,"贾琼","2025-09-01"]
["承德市供电公司","滦平县供电分公司","张百湾镇供电所","张百湾镇","五道岭村","1606241805038755","10kV西五530线路四道岭三公变",87.76,0,"贾琼","2025-09-01"]
["承德市供电公司","滦平县供电分公司","张百湾镇供电所","张百湾镇","西洼子村","1606241805038759","10kV张吴513线路平地三公变",53.215,0,"贾琼","2025-09-01"]
["承德市供电公司","滦平县供电分公司","张百湾镇供电所","张百湾镇","偏道子村","1606241805039569","10kV西五530线路北马圈子三公变",26.36,0,"贾琼","2025-09-01"]
["承德市供电公司","滦平县供电分公司","张百湾镇供电所","张百湾镇","下洼子村","1606241805039573","10kV蓝旗517线路岭沟公变",43.33,0,"贾琼","2025-09-01"]
["承德市供电公司","滦平县供电分公司","张百湾镇供电所","张百湾镇","宋营村","1606241805039577","10kV张吴513线路西梁公变",24.75,0,"贾琼","2025-09-01"]
["承德市供电公司","滦平县供电分公司","张百湾镇供电所","滦平镇","石头沟门村","1606241805039581","10kV兴洲511线路干沟二公变",51.05,0,"贾琼","2025-09-01"]
["承德市供电公司","滦平县供电分公司","金沟屯镇供电所","金沟屯镇","石门村","1606241805041682","石门2公变",41.385,0,"赵永军","2025-09-01"]
["承德市供电公司","滦平县供电分公司","金沟屯镇供电所","金沟屯镇","河南村","1606241805042903","河南2公变",86.91,0,"赵永军","2025-09-01"]
["承德市供电公司","滦平县供电分公司","张百湾镇供电所","张百湾镇","张百湾村","1606241805043136","10kV张滦516线路张百湾西三公变",50,0,"贾琼","2025-09-01"]
["承德市供电公司","滦平县供电分公司","张百湾镇供电所","张百湾镇","河北村","1606241805043140","10kV张东515线路河北三公变",129.13,0,"贾琼","2025-09-01"]
["承德市供电公司","滦平县供电分公司","张百湾镇供电所","张百湾镇","下洼子村","1606241805043144","10kV蓝旗517线路二铺二公变",20.245000000000005,0,"贾琼","2025-09-01"]
["承德市供电公司","滦平县供电分公司","金沟屯镇供电所","金沟屯镇","苏家坟","1606241805046106","苏家坟2公变",51,0,"赵永军","2025-09-01"]
["承德市供电公司","滦平县供电分公司","金沟屯镇供电所","金沟屯镇","滦河沿村","1606241905006681","滦河沿西2公变",175.23,0,"赵永军","2025-09-01"]
["承德市供电公司","滦平县供电分公司","金沟屯镇供电所","金沟屯镇","杨树沟","1606241905011595","杨树沟2公变",60,0,"赵永军","2025-09-01"]
["承德市供电公司","滦平县供电分公司","金沟屯镇供电所","金沟屯镇","黑沟门村","1606241905011886","黑沟门2公变",100,0,"赵永军","2025-09-01"]
["承德市供电公司","滦平县供电分公司","金沟屯镇供电所","金沟屯镇","小孤山","1606241905013666","小孤山2公变",200,0,"赵永军","2025-09-01"]
["承德市供电公司","滦平县供电分公司","金沟屯镇供电所","金沟屯镇","滦河沿","1606241905014575","滦河沿西3公变",355.2,0,"赵永军","2025-09-01"]
["承德市供电公司","滦平县供电分公司","金沟屯镇供电所","金沟屯镇","荒地","1606241905014579","荒地3公变",200,0,"赵永军","2025-09-01"]
["承德市供电公司","滦平县供电分公司","金沟屯镇供电所","金沟屯镇","东营村","1606241905018521","东营3公变",176.95,0,"赵永军","2025-09-01"]
["承德市供电公司","滦平县供电分公司","金沟屯镇供电所","金沟屯镇","后梁二队","1606241905019525","二队2公变",100,0,"赵永军","2025-09-01"]
["承德市供电公司","滦平县供电分公司","金沟屯镇供电所","西沟满族乡","西沟村","1606241905034024","西沟2公变",200,0,"赵永军","2025-09-01"]
["承德市供电公司","滦平县供电分公司","付营子镇供电所","付营子镇","王营子村","1606241905042341","10kV付红515线路王营子西上坡公变",118.25,0,"姜凌子","2025-09-01"]
["承德市供电公司","滦平县供电分公司","金沟屯镇供电所","金沟屯镇","马圈子东沟","1606242005035061","马圈子东沟2公变",90.28,0,"赵永军","2025-09-01"]
["承德市供电公司","滦平县供电分公司","付营子镇供电所","付营子镇","金鸡沟村","1606242105020315","10kV付红515线路蔡家沟新公变",100,0,"姜凌子","2025-09-01"]
["承德市供电公司","滦平县供电分公司","两间房镇供电所","两间房镇","三道沟村","1606242105024627","头道沟新公变",100,0,"刘宗海","2025-09-01"]
["承德市供电公司","滦平县供电分公司","两间房镇供电所","两间房镇","三道沟村","1606242105026308","南四沟公变",80,0,"刘宗海","2025-09-01"]
["承德市供电公司","滦平县供电分公司","两间房镇供电所","两间房镇","三道边村","1606242105031878","三道边北公变",100,0,"刘宗海","2025-09-01"]
["承德市供电公司","滦平县供电分公司","安纯沟门镇供电所","安纯沟门镇","杨树沟门村","1606242105034452","杨树沟门村西变台",100,0,"谢静","2025-09-01"]
["承德市供电公司","滦平县供电分公司","两间房镇供电所","两间房镇","大古道村","1606242105035394","南沟上营公变",100,0,"刘宗海","2025-09-01"]
["承德市供电公司","滦平县供电分公司","长山峪镇供电所","长山峪镇","西营村","1606251605023193","西营小五队沟口综合变",30,0,"王婷","2025-09-01"]
["承德市供电公司","滦平县供电分公司","安纯沟门镇供电所","平坊乡","路营村","1607240405014792","木须沟二公变",152.5,0,"谢静","2025-09-01"]
["承德市供电公司","滦平县供电分公司","安纯沟门镇供电所","平坊乡","双栅子村","1607240405015891","双栅子村南",100,0,"谢静","2025-09-01"]
["承德市供电公司","滦平县供电分公司","红旗镇供电所","小营镇","铁马村","1607240605001032","小哈522线路盆窑北公变",100,0,"杜正舟","2025-09-01"]
["承德市供电公司","滦平县供电分公司","火斗山镇供电所","火斗山镇","张家沟门村","1607250805002571","10kV火拉511线路张家沟门新增公变",39.5,0,"李正伟","2025-09-01"]
["承德市供电公司","滦平县供电分公司","滦平镇供电所","中兴路街道办事处","南瓦房社区","1607250905024993","金山尚城1号变",800,0,"梁海菊","2025-09-01"]
["承德市供电公司","滦平县供电分公司","滦平镇供电所","中兴路街道办事处","南瓦房社区","1607250905026330","金山尚城3号变",630,0,"梁海菊","2025-09-01"]
["承德市供电公司","滦平县供电分公司","滦平镇供电所","中兴路街道办事处","南瓦房社区","1607250905029411","金山尚城2号变",800,0,"梁海菊","2025-09-01"]
["承德市供电公司","滦平县供电分公司","红旗镇供电所","红旗镇","南白旗村","1607251005002033","红白513线路西沟门2号",72.44,0,"杜正舟","2025-09-01"]
["承德市供电公司","滦平县供电分公司","两间房镇供电所","两间房镇","三岔口村","1609231405217673","红石岩东沟公变",81.8,0,"刘宗海","2025-09-01"]
["承德市供电公司","滦平县供电分公司","巴克什营镇供电所","巴克什营镇","快活峪村","1609231405220409","10kV巴营513线路五道梁公变",32.08,0,"张睿敏","2025-09-01"]
["承德市供电公司","滦平县供电分公司","两间房镇供电所","两间房镇","三岔口村","1609231405223244","地车沟公变",76,0,"刘宗海","2025-09-01"]
["承德市供电公司","滦平县供电分公司","两间房镇供电所","两间房镇","涝洼村","1609231505009211","上小古道新公变",62.2,0,"刘宗海","2025-09-01"]
["承德市供电公司","滦平县供电分公司","滦平镇供电所","滦平镇","双庙","1609231705002475","城刘512线路双庙杨树沟公变",100,0,"梁海菊","2025-09-01"]
["承德市供电公司","滦平县供电分公司","金沟屯镇供电所","金沟屯镇","小梁子2村","1609231905126041","张东515小梁子2公变",100,0,"赵永军","2025-09-01"]
["承德市供电公司","滦平县供电分公司","安纯沟门镇供电所","安纯沟门镇","五道河村","1609231905126160","10KV虎大511线路五道河东沟公变",100,0,"谢静","2025-09-01"]
["承德市供电公司","滦平县供电分公司","安纯沟门镇供电所","平坊乡","平坊村","1609231905127319","10kV滦小519线路要子沟四组公变",123.61,0,"谢静","2025-09-01"]
["承德市供电公司","滦平县供电分公司","滦平镇供电所","滦平镇","北李营","1609232205042073","城刘512线路北李营四队二公变",140.56,0,"梁海菊","2025-09-01"]
["承德市供电公司","滦平县供电分公司","火斗山镇供电所","付家店满族乡","付家店满族乡付家店村","1609232605036107","加马石二台区",67.5,0,"李正伟","2025-09-01"]
["承德市供电公司","滦平县供电分公司","滦平镇供电所","滦平镇","桥东社区","1609232605041250","城区515仓房南沟二公变",100,0,"梁海菊","2025-09-01"]
["承德市供电公司","滦平县供电分公司","安纯沟门镇供电所","平坊乡","于营村","1609232605052562","10kV滦小519线路于营后沟公变台区",100,0,"谢静","2025-09-01"]
["承德市供电公司","滦平县供电分公司","虎什哈镇供电所","虎什哈镇","三道河村四道河小黑沟","1609232705026531","10kV虎七512线路小黑沟二公变",100,0,"赵智群","2025-09-01"]
["承德市供电公司","滦平县供电分公司","红旗镇供电所","小营镇","铁马村","1609240305000014","小哈522线路铁马新村2号公变",56,0,"杜正舟","2025-09-01"]
["承德市供电公司","滦平县供电分公司","红旗镇供电所","红旗镇","南白旗村","1609240305003061","红白513线路南白旗牤牛沟门公变",113.60000000000002,0,"杜正舟","2025-09-01"]
["承德市供电公司","滦平县供电分公司","滦平镇供电所","滦平镇","三地沟门村","1609240405039998","泰达漫城5号变（专变公用）",800,0,"梁海菊","2025-09-01"]
["承德市供电公司","滦平县供电分公司","滦平镇供电所","滦平镇","三地沟门村","1609240405041996","泰达漫城4号变（专变公用）",800,0,"梁海菊","2025-09-01"]
["承德市供电公司","滦平县供电分公司","滦平镇供电所","滦平镇","三地沟门村","1609240405044365","泰达漫城1号变（专变公用）",800,0,"梁海菊","2025-09-01"]
["承德市供电公司","滦平县供电分公司","虎什哈镇供电所","五道营子满族乡","石坡子村","1609241105027721","10kV金五515线路石坡子桥西公变",115.01,0,"赵智群","2025-09-01"]
["承德市供电公司","滦平县供电分公司","虎什哈镇供电所","五道营子满族乡","老米沟村","1609241105032066","10kV金五515线路老米沟三号公变",171.4,0,"赵智群","2025-09-01"]
["承德市供电公司","滦平县供电分公司","虎什哈镇供电所","五道营子满族乡","石坡子村马营子","1609241105033128","10kV金五515线路马营子一号公变",60.075,0,"赵智群","2025-09-01"]
["承德市供电公司","滦平县供电分公司","红旗镇供电所","小营镇","台子村","1609241805003496","10kV小付525线路台子2号公变",92.08,0,"杜正舟","2025-09-01"]
["承德市供电公司","滦平县供电分公司","长山峪镇供电所","长山峪镇","蕨菜沟村","1609242505023942","514线路西沟头道营公变新",45.95,0,"王婷","2025-09-01"]
["承德市供电公司","滦平县供电分公司","长山峪镇供电所","长山峪镇","长山峪村","1609242505025282","512线路彭家沟新公变",96.76,0,"王婷","2025-09-01"]
["承德市供电公司","滦平县供电分公司","长山峪镇供电所","长山峪镇","黄木局村","1609242505027410","513线路火了沟公变新",50.92,0,"王婷","2025-09-01"]
["承德市供电公司","滦平县供电分公司","长山峪镇供电所","长山峪镇","宋窝铺村","1609242505028186","512线路赵家新公变",100,0,"王婷","2025-09-01"]
["承德市供电公司","滦平县供电分公司","金沟屯镇供电所","金沟屯镇","东村","1610231005000366","金金512东村3公变",185.01,0,"赵永军","2025-09-01"]
["承德市供电公司","滦平县供电分公司","金沟屯镇供电所","金沟屯镇","滦河沿村","1610231005002452","金西滦河沿北变2公变",73.52,0,"赵永军","2025-09-01"]
["承德市供电公司","滦平县供电分公司","金沟屯镇供电所","金沟屯镇","西村","1610231005003577","金金512西七队北公变",108.995,0,"赵永军","2025-09-01"]
["承德市供电公司","滦平县供电分公司","安纯沟门镇供电所","安纯沟门镇","小白旗村","1610231805018270","10kV虎大511线路上八十亩地公变",100,0,"谢静","2025-09-01"]
["承德市供电公司","滦平县供电分公司","红旗镇供电所","小营镇","马门村","1610232705113438","小哈522线路马门2号公变",79.43,0,"杜正舟","2025-09-01"]
["承德市供电公司","滦平县供电分公司","长山峪镇供电所","长山峪镇","三道梁村","1610240905018722","10kv三靳514线路杨树下东公变",108.13,0,"王婷","2025-09-01"]
["承德市供电公司","滦平县供电分公司","火斗山镇供电所","火斗山镇","拉海沟村","1610241005061988","火拉511拉海沟（TTU）",200,0,"李正伟","2025-09-01"]
["承德市供电公司","滦平县供电分公司","虎什哈镇供电所","虎什哈镇","镇直","1610241105058523","10kV黄旗513线路镇直七号公变",200,0,"赵智群","2025-09-01"]
["承德市供电公司","滦平县供电分公司","张百湾镇供电所","张百湾镇","周营子村","1610241105100573","10kV张兰517线路周营子西沟一公变",20.129999999999995,0,"贾琼","2025-09-01"]
["承德市供电公司","滦平县供电分公司","张百湾镇供电所","张百湾镇","河北村","1610241105100581","10kV张河521线路下猪店东一公变",22.650000000000006,0,"贾琼","2025-09-01"]
["承德市供电公司","滦平县供电分公司","张百湾镇供电所","张百湾镇","下洼子村","1610241105102462","10kV蓝旗517线路扁岩沟一公变",91.07,0,"贾琼","2025-09-01"]
["承德市供电公司","滦平县供电分公司","张百湾镇供电所","张百湾镇","西井沟村","1610241105103887","10kV张吴513线路窑岭沟一公变",22.480000000000004,0,"贾琼","2025-09-01"]
["承德市供电公司","滦平县供电分公司","张百湾镇供电所","大屯镇","窑沟门村","1610241105104009","10kV张滦516线路南沟门三台",100,0,"贾琼","2025-09-01"]
["承德市供电公司","滦平县供电分公司","长山峪镇供电所","长山峪镇","蕨菜沟村","1610241205021312","10kV三靳514线路蕨菜南沟大台子公变",200,0,"王婷","2025-09-01"]
["承德市供电公司","滦平县供电分公司","长山峪镇供电所","长山峪镇","安子岭村","1610241305000091","10kV三靳514线路安子岭前街公变",167.24,0,"王婷","2025-09-01"]
["承德市供电公司","滦平县供电分公司","长山峪镇供电所","长山峪镇","三道梁村","1610241305001434","10kV三靳514线路三道梁南沟门桥头公变",100,0,"王婷","2025-09-01"]
["承德市供电公司","滦平县供电分公司","长山峪镇供电所","长山峪镇","长山峪村","1610241405005206","10kV三宋512线路东福广场公变",196.76,0,"王婷","2025-09-01"]
["承德市供电公司","滦平县供电分公司","安纯沟门镇供电所","安纯沟门镇","东营村","1610241605036343","10kV滦小519线路东营村西台区",96.76,0,"谢静","2025-09-01"]
["承德市供电公司","滦平县供电分公司","安纯沟门镇供电所","安纯沟门镇","曹营村","1610241605037602","10kV滦小519线路宋树沟门二台区",96.76,0,"谢静","2025-09-01"]
["承德市供电公司","滦平县供电分公司","安纯沟门镇供电所","安纯沟门镇","骡子沟村","1610241605038172","10kV滦小519线路谷山尖厂台区",100,0,"谢静","2025-09-01"]
["承德市供电公司","滦平县供电分公司","安纯沟门镇供电所","安纯沟门镇","骡子沟村","1610241605043845","10kV滦小519线路穿心碾子二台区",100,0,"谢静","2025-09-01"]
["承德市供电公司","滦平县供电分公司","安纯沟门镇供电所","安纯沟门镇","骡子沟村","1610241605043848","10kV滦小519线路骡子沟二台区",200,0,"谢静","2025-09-01"]
["承德市供电公司","滦平县供电分公司","安纯沟门镇供电所","安纯沟门镇","东营村","1610241605043852","10kV滦小519线路西营北沟门二台区",100,0,"谢静","2025-09-01"]
["承德市供电公司","滦平县供电分公司","安纯沟门镇供电所","安纯沟门镇","安纯沟门村","1610241605044378","10kV滦小519线路小石盘沟二台区",79.2,0,"谢静","2025-09-01"]
["承德市供电公司","滦平县供电分公司","安纯沟门镇供电所","安纯沟门镇","东营村","1610241605044382","10kV滦小519线路西营村西台区",100,0,"谢静","2025-09-01"]
["承德市供电公司","滦平县供电分公司","安纯沟门镇供电所","安纯沟门镇","东营村","1610241605045088","10kV滦小519线路东营小苗地台区",196.76,0,"谢静","2025-09-01"]
["承德市供电公司","滦平县供电分公司","安纯沟门镇供电所","安纯沟门镇","安纯沟门村","1610241605045092","10kV滦小519线路安纯沟门新区台区",100,0,"谢静","2025-09-01"]
["承德市供电公司","滦平县供电分公司","安纯沟门镇供电所","安纯沟门镇","骡子沟村","1610241605046494","10kV滦小519线路冰冷沟台区",100,0,"谢静","2025-09-01"]
["承德市供电公司","滦平县供电分公司","滦平镇供电所","滦平镇","西瓜园村","1610241705040500","10千伏城刘512线路东瓜园二公变",367.01,0,"梁海菊","2025-09-01"]
["承德市供电公司","滦平县供电分公司","滦平镇供电所","中兴路街道","西街社区","1610242105005208","10千伏后街二回516线路西街小西沟二公变",373.51,0,"梁海菊","2025-09-01"]
["承德市供电公司","滦平县供电分公司","虎什哈镇供电所","五道营子满族乡","石坡子村吕营子","1610242305042111","10kV金五515线路吕营子新公变",72.82,0,"赵智群","2025-09-01"]
["承德市供电公司","滦平县供电分公司","虎什哈镇供电所","五道营子满族乡","石坡子村南台子","1610242305043873","10kV金五515线路南台子新公变",82,0,"赵智群","2025-09-01"]
["承德市供电公司","滦平县供电分公司","巴克什营镇供电所","巴克什营镇","缸房村","1610242305046279","10千伏巴两516线路新道沟里队公变",69.035,0,"张睿敏","2025-09-01"]
["承德市供电公司","滦平县供电分公司","金沟屯镇供电所","金沟屯镇","东村","1610242405026829","10KV金金512线路东村4公变台区",200,0,"赵永军","2025-09-01"]
["承德市供电公司","滦平县供电分公司","金沟屯镇供电所","金沟屯镇","西村","1610242405027660","10KV金金512线路中心桥3公变台区",165.98,0,"赵永军","2025-09-01"]
["承德市供电公司","滦平县供电分公司","金沟屯镇供电所","金沟屯镇","东村","1610242405028746","10KV金金512线路小苇沟2公变台区",100,0,"赵永军","2025-09-01"]
["承德市供电公司","滦平县供电分公司","金沟屯镇供电所","金沟屯镇","西村","1610242405029955","10KV金金512线路西村3公变台区",200,0,"赵永军","2025-09-01"]
["承德市供电公司","滦平县供电分公司","金沟屯镇供电所","金沟屯镇","上营村","1610242405029959","10KV金金512线路西七队3公变台区",196.88,0,"赵永军","2025-09-01"]
["承德市供电公司","滦平县供电分公司","安纯沟门镇供电所","平坊满族乡","十八盘村","1610242805050964","10kV滦小519线路十八盘沟口台区",0,0,"谢静","2025-09-01"]
["承德市供电公司","滦平县供电分公司","安纯沟门镇供电所","平坊满族乡","十八盘村","1610242805051495","10kV滦小519线路营坊二台区",74.6,0,"谢静","2025-09-01"]
["承德市供电公司","滦平县供电分公司","安纯沟门镇供电所","平坊乡","平坊村","1610242805051499","10kV滦小519线路下洼子村西台区",100,0,"谢静","2025-09-01"]
["承德市供电公司","滦平县供电分公司","安纯沟门镇供电所","平坊乡","平坊村","1610242805052645","10kV滦小线路519平坊村西台区",200,0,"谢静","2025-09-01"]
["承德市供电公司","滦平县供电分公司","安纯沟门镇供电所","平坊乡","平坊村","1610242805055650","10kV滦小519线路要子沟一队台区",100,0,"谢静","2025-09-01"]
["承德市供电公司","滦平县供电分公司","红旗镇供电所","红旗镇","南白旗村","1611230205014511","红白513线路南白旗2号公变",281.14,0,"杜正舟","2025-09-01"]
["承德市供电公司","滦平县供电分公司","红旗镇供电所","红旗镇","大沟村","1611230205014515","红小512线路大沟新村2号公变",43.889999999999986,0,"杜正舟","2025-09-01"]
["承德市供电公司","滦平县供电分公司","红旗镇供电所","红旗镇","半砬子村","1611230205019848","红白513线路半砬子2号公变",43.22,0,"杜正舟","2025-09-01"]
["承德市供电公司","滦平县供电分公司","红旗镇供电所","红旗镇","东沟村","1611230205019852","红白513线路东沟里2号公变",152.3,0,"杜正舟","2025-09-01"]
["承德市供电公司","滦平县供电分公司","红旗镇供电所","小营镇","铁马村","1611230205023995","小哈522线路盆窑2号公变",101.96,0,"杜正舟","2025-09-01"]
["承德市供电公司","滦平县供电分公司","红旗镇供电所","小营镇","小营村","1611230205023999","小付525线路小营南2号",229.4,0,"杜正舟","2025-09-01"]
["承德市供电公司","滦平县供电分公司","红旗镇供电所","小营镇","哈叭沁村","1611230205026590","上哈2号变压器",192.08,0,"杜正舟","2025-09-01"]
["承德市供电公司","滦平县供电分公司","红旗镇供电所","小营镇","铁马村","1611230205026594","铁马2号公变",200,0,"杜正舟","2025-09-01"]
["承德市供电公司","滦平县供电分公司","张百湾镇供电所","张百湾镇","周台子村","1611230305029383","10kV张兰517线路周台子西四公变",100,0,"贾琼","2025-09-01"]
["承德市供电公司","滦平县供电分公司","付营子镇供电所","付营子镇","头道河村","1611230805004471","10kV付红515线路三道河西公变",262.88,0,"姜凌子","2025-09-01"]
["承德市供电公司","滦平县供电分公司","火斗山镇供电所","马营子满族乡","马营子满族乡大兴沟村","1611230805004484","大兴沟二台区",167,0,"李正伟","2025-09-01"]
["承德市供电公司","滦平县供电分公司","火斗山镇供电所","马营子满族乡","马营子满族乡马营子村","1611230805004492","马营子三台区",100,0,"李正伟","2025-09-01"]
["承德市供电公司","滦平县供电分公司","火斗山镇供电所","火斗山镇","火斗山镇苇子峪村","1611230805004496","大营二台区",89.8,0,"李正伟","2025-09-01"]
["承德市供电公司","滦平县供电分公司","付营子镇供电所","付营子镇","青石垛村","1611230805005510","10kV付九516线路青石垛上新公变",192,0,"姜凌子","2025-09-01"]
["承德市供电公司","滦平县供电分公司","火斗山镇供电所","马营子满族乡","马营子满族乡南大庙村","1611230805005520","南大庙新二台区",101.25,0,"李正伟","2025-09-01"]
["承德市供电公司","滦平县供电分公司","火斗山镇供电所","马营子满族乡","马营子满族乡大兴沟","1611230805005524","大兴沟小组二台区",200,0,"李正伟","2025-09-01"]
["承德市供电公司","滦平县供电分公司","火斗山镇供电所","火斗山镇","火斗山镇火斗山村","1611230805005532","火斗山二台区",200,0,"李正伟","2025-09-01"]
["承德市供电公司","滦平县供电分公司","付营子镇供电所","付营子镇","东营村","1611230805006075","10kV付红515线路东营下新公变",80.625,0,"姜凌子","2025-09-01"]
["承德市供电公司","滦平县供电分公司","火斗山镇供电所","马营子满族乡","马营子马营子村","1611230805006082","马营子新增二台区",169,0,"李正伟","2025-09-01"]
["承德市供电公司","滦平县供电分公司","火斗山镇供电所","付家店满族乡","付家店满族乡付家店村","1611230805006086","青龙泉二台区",59.375,0,"李正伟","2025-09-01"]
["承德市供电公司","滦平县供电分公司","火斗山镇供电所","火斗山镇","火斗山镇边营村","1611230805006090","王营二台区",100,0,"李正伟","2025-09-01"]
["承德市供电公司","滦平县供电分公司","火斗山镇供电所","火斗山镇","火斗山镇火斗山村","1611230805006094","下三岔口二台区",41.599999999999994,0,"李正伟","2025-09-01"]
["承德市供电公司","滦平县供电分公司","火斗山镇供电所","火斗山镇","火斗山镇苇子峪村","1611230805006098","坡树下二台区",29.08,0,"李正伟","2025-09-01"]
["承德市供电公司","滦平县供电分公司","火斗山镇供电所","火斗山镇","火斗山镇苇子峪村","1611230805006102","小营二台区",80.11,0,"李正伟","2025-09-01"]
["承德市供电公司","滦平县供电分公司","付营子镇供电所","付营子镇","头道河村","1611230805008203","10kV付陈512线路头道河下新公变",137.17000000000002,0,"姜凌子","2025-09-01"]
["承德市供电公司","滦平县供电分公司","火斗山镇供电所","火斗山镇","火斗山镇苇子峪村","1611230805008219","小苇峪二台区",180.96,0,"李正伟","2025-09-01"]
["承德市供电公司","滦平县供电分公司","火斗山镇供电所","火斗山镇","火斗山镇张家沟门村","1611230805008223","上三岔口二台区",100,0,"李正伟","2025-09-01"]
["承德市供电公司","滦平县供电分公司","火斗山镇供电所","火斗山镇","火斗山镇边营村","1611230805008227","东沟二台区",100,0,"李正伟","2025-09-01"]
["承德市供电公司","滦平县供电分公司","火斗山镇供电所","火斗山镇","火斗山镇火斗山村","1611230805008231","太平庄二台区",147.12,0,"李正伟","2025-09-01"]
["承德市供电公司","滦平县供电分公司","火斗山镇供电所","马营子满族乡","马营子满族乡南大庙村","1611230805008235","吴营二台区",169.2,0,"李正伟","2025-09-01"]
["承德市供电公司","滦平县供电分公司","红旗镇供电所","小营镇","二道沟门村","1611231205002229","郭营2号公变",100,0,"杜正舟","2025-09-01"]
["承德市供电公司","滦平县供电分公司","火斗山镇供电所","马营子满族乡","付家店满族乡三道沟门村","1611231605019665","西北沟新增",100,0,"李正伟","2025-09-01"]
["承德市供电公司","滦平县供电分公司","长山峪镇供电所","长山峪镇","长山峪村","1611232005000757","10kv华博农业发展有限公司",100,0,"王婷","2025-09-01"]
["承德市供电公司","滦平县供电分公司","两间房镇供电所","两间房镇","涝洼村","1611232005004557","涝洼街中公变",62.08,0,"刘宗海","2025-09-01"]
["承德市供电公司","滦平县供电分公司","长山峪镇供电所","长山峪镇","安子岭村","1611232405000907","514线路安子岭西公变",44.400000000000006,0,"王婷","2025-09-01"]
["承德市供电公司","滦平县供电分公司","长山峪镇供电所","长山峪镇","东营村","1611232405007960","滦东513北街桥头公变",160,0,"王婷","2025-09-01"]
["承德市供电公司","滦平县供电分公司","长山峪镇供电所","长山峪镇","宋窝铺村","1611232405012864","三宋512宋窝铺梨树沟公变",50.2,0,"王婷","2025-09-01"]
["承德市供电公司","滦平县供电分公司","长山峪镇供电所","长山峪镇","东营村","1611232405013018","滦东513线路东营西公变",195,0,"王婷","2025-09-01"]
["承德市供电公司","滦平县供电分公司","滦平镇供电所","中兴路街道","南瓦房社区","1611240305002038","10千伏县城农电511线路小刁屯三队公变",140.8,0,"梁海菊","2025-09-01"]
["承德市供电公司","滦平县供电分公司","安纯沟门镇供电所","平坊乡","安纯沟门村","1611240605014730","10kV滦小519线路卢营肖家台区",55.02,0,"谢静","2025-09-01"]
["承德市供电公司","滦平县供电分公司","滦平镇供电所","滦平镇","刘家沟村","1611240705017238","10千伏城刘512线路小刘沟三公变",126.14,0,"梁海菊","2025-09-01"]
["承德市供电公司","滦平县供电分公司","滦平镇供电所","中兴路街道","石头沟门社区","1611240805004854","10千伏城区515线路边家洼三公变",140,0,"梁海菊","2025-09-01"]
["承德市供电公司","滦平县供电分公司","滦平镇供电所","滦平镇","安乐村","1611240805016343","10千伏滦东513线路安乐河东二公变",79.225,0,"梁海菊","2025-09-01"]
["承德市供电公司","滦平县供电分公司","滦平镇供电所","滦平镇","西台子村","1611240805025667","10千伏城区515线路西台子五队三公变",164.755,0,"梁海菊","2025-09-01"]
["承德市供电公司","滦平县供电分公司","红旗镇供电所","小营镇","郎营村","1611241005003110","小付525线路朗营2号公变",70.21000000000001,0,"杜正舟","2025-09-01"]
["承德市供电公司","滦平县供电分公司","火斗山镇供电所","火斗山镇","火斗山镇火斗山村","1611241105029999","工业515太平庄三台区",200,0,"李正伟","2025-09-01"]
["承德市供电公司","滦平县供电分公司","火斗山镇供电所","火斗山镇","火斗山镇张家沟门村","1611241105030654","火拉511石棚子公变",100,0,"李正伟","2025-09-01"]
["承德市供电公司","滦平县供电分公司","火斗山镇供电所","火斗山镇","张家沟门村","1611241105032048","火拉511张家沟门二台区",40.150000000000006,0,"李正伟","2025-09-01"]
["承德市供电公司","滦平县供电分公司","红旗镇供电所","小营镇","马门村","1611241305021888","小哈522线路马门4号公变",96.76,0,"杜正舟","2025-09-01"]
["承德市供电公司","滦平县供电分公司","安纯沟门镇供电所","平坊乡","上瓦房村","1611241505038432","10kV虎大511线路上瓦房二公变",100,0,"谢静","2025-09-01"]
["承德市供电公司","滦平县供电分公司","巴克什营镇供电所","巴克什营镇","色树沟村","1611241905031637","10千伏巴色516线路半沟公变",161.5,0,"张睿敏","2025-09-01"]
["承德市供电公司","滦平县供电分公司","火斗山镇供电所","火斗山镇","火斗山镇边营村","1612230705103135","王营三台区",50,0,"李正伟","2025-09-01"]
["承德市供电公司","滦平县供电分公司","长山峪镇供电所","长山峪镇","长山峪村","1612230705108042","512线路东福三公变",100,0,"王婷","2025-09-01"]
["承德市供电公司","滦平县供电分公司","虎什哈镇供电所","五道营子满族乡","五道营子村","1612230805123879","10kV金五515线路五道营四号公变",93.52,0,"赵智群","2025-09-01"]
["承德市供电公司","滦平县供电分公司","虎什哈镇供电所","虎什哈镇","大河北村马道沟","1612230805125054","10kV黄旗513线路马道沟三号公变",130.70999999999998,0,"赵智群","2025-09-01"]
["承德市供电公司","滦平县供电分公司","红旗镇供电所","小营镇","马门村","1612231105194674","马门3号公变",160.76,0,"杜正舟","2025-09-01"]
["承德市供电公司","滦平县供电分公司","巴克什营镇供电所","巴克什营镇","古城川村","1612231705180231","10千伏巴两516线路孙家沟东沟公变",122.12,0,"张睿敏","2025-09-01"]
["承德市供电公司","滦平县供电分公司","巴克什营镇供电所","巴克什营镇","古城川村","1612231705183111","10千伏巴两516线路褂子沟二公变",40.139999999999986,0,"张睿敏","2025-09-01"]
["承德市供电公司","滦平县供电分公司","虎什哈镇供电所","虎什哈镇","金台子村扁洞子","1612233005001177","10kV金杨516线路扁洞子二号公变",55.4,0,"赵智群","2025-09-01"]
["承德市供电公司","滦平县供电分公司","长山峪镇供电所","长山峪镇","安子岭村","1612240405002416","安子岭村扶贫易地搬迁小区一期箱变配电变压器",225.45999999999998,0,"王婷","2025-09-01"]
["承德市供电公司","滦平县供电分公司","付营子镇供电所","付营子镇","三成店村","1612240905012277","10kV付九516线路乱石窖沟公变",100,0,"姜凌子","2025-09-01"]
["承德市供电公司","滦平县供电分公司","红旗镇供电所","小营镇","小营村","1612241105009692","10kV小付525线路北小营2号公变",60.89,0,"杜正舟","2025-09-01"]
["承德市供电公司","滦平县供电分公司","两间房镇供电所","两间房镇","涝洼村","1612241605034768","涝洼村南台西公变",173.84,0,"刘宗海","2025-09-01"]
["承德市供电公司","滦平县供电分公司","虎什哈镇供电所","邓厂满族乡","下王营子村","1612241705015651","10kV虎七512线路下王营二号公变",83.6,0,"赵智群","2025-09-01"]
["承德市供电公司","滦平县供电分公司","虎什哈镇供电所","邓厂满族乡","下王营子村","1612241705016657","10kV虎七512线路邓厂三号公变",165.9,0,"赵智群","2025-09-01"]
["承德市供电公司","滦平县供电分公司","虎什哈镇供电所","邓厂满族乡","高窝铺村上王营","1612241705016661","10kV虎七512线路上王营二号公变",196.76,0,"赵智群","2025-09-01"]
["承德市供电公司","滦平县供电分公司","虎什哈镇供电所","邓厂满族乡","下王营子村四道梁","1612241705017229","10kV虎七512线路四道梁二号公变",65.35,0,"赵智群","2025-09-01"]
["承德市供电公司","滦平县供电分公司","虎什哈镇供电所","邓厂满族乡","高窝铺村","1612241705018349","10kV虎七512线路高窝铺三号公变",158.84,0,"赵智群","2025-09-01"]
["承德市供电公司","滦平县供电分公司","两间房镇供电所","两间房镇","三岔口村","1612241905000376","三岔口新公变",192,0,"刘宗海","2025-09-01"]
["承德市供电公司","滦平县供电分公司","滦平镇供电所","滦平镇","安乐村","1612242005001151","安馨家园2号变",1250,0,"梁海菊","2025-09-01"]
["承德市供电公司","滦平县供电分公司","滦平镇供电所","滦平镇","安乐村","1612242005002152","安馨家园1号变",1250,0,"梁海菊","2025-09-01"]
["承德市供电公司","滦平县供电分公司","滦平镇供电所","中兴路街道","金色阳光社区","1502638179","电网_金色阳光10配电变压器",630,0,"梁海菊","2025-09-01"]
["承德市供电公司","滦平县供电分公司","滦平镇供电所","滦平镇","北李营","1502881600","北李营五队",60.56,0,"梁海菊","2025-09-01"]
["承德市供电公司","滦平县供电分公司","滦平镇供电所","中兴路街道","金色阳光社区","1502945861","金色阳光11综合变800kVA综合变",800,0,"梁海菊","2025-09-01"]
["承德市供电公司","滦平县供电分公司","滦平镇供电所","中兴路街道","金色阳光社区","1502945879","金色阳光12综合变800kVA综合变",800,0,"梁海菊","2025-09-01"]
["承德市供电公司","滦平县供电分公司","滦平镇供电所","中兴路街道","金色阳光社区","1502996822","金色阳光13综合变630kVA综合变",630,0,"梁海菊","2025-09-01"]
["承德市供电公司","滦平县供电分公司","滦平镇供电所","中兴路街道","金色阳光社区","1503002503","滦阳府A区3号综合变",800,0,"梁海菊","2025-09-01"]
["承德市供电公司","滦平县供电分公司","滦平镇供电所","中兴路街道","金色阳光社区","1503002544","滦阳府A区4号综合变",800,0,"梁海菊","2025-09-01"]
["承德市供电公司","滦平县供电分公司","滦平镇供电所","中兴路街道","金色阳光社区","1503002581","滦阳府B区1号综合变",630,0,"梁海菊","2025-09-01"]
["承德市供电公司","滦平县供电分公司","滦平镇供电所","中兴路街道","金色阳光社区","1503002603","滦阳府B区2号综合变",630,0,"梁海菊","2025-09-01"]
["承德市供电公司","滦平县供电分公司","滦平镇供电所","中兴路街道","金色阳光社区","1503003207","滦阳府A区1号综合变",800,0,"梁海菊","2025-09-01"]
["承德市供电公司","滦平县供电分公司","滦平镇供电所","中兴路街道","金色阳光社区","1503003241","滦阳府A区2号综合变",800,0,"梁海菊","2025-09-01"]
["承德市供电公司","滦平县供电分公司","滦平镇供电所","中兴路街道","金色阳光社区","1503003242","滦阳府A区5号综合变",800,0,"梁海菊","2025-09-01"]
["承德市供电公司","滦平县供电分公司","滦平镇供电所","中兴路街道","金色阳光社区","1503003243","滦阳府B区3号综合变",800,0,"梁海菊","2025-09-01"]
["承德市供电公司","滦平县供电分公司","红旗镇供电所","小营镇","下哈村","1503003361","小哈522线路下哈400公变",337.09,0,"杜正舟","2025-09-01"]
["承德市供电公司","滦平县供电分公司","张百湾镇供电所","大屯镇","兴洲村","1503060361","电网_10kV张东515线路东沟二台公变",142.29,0,"贾琼","2025-09-01"]
["承德市供电公司","滦平县供电分公司","张百湾镇供电所","大屯镇","兴洲村","1503060401","电网_10kV张东515线路东沟三台公变",100,0,"贾琼","2025-09-01"]
["承德市供电公司","滦平县供电分公司","滦平镇供电所","中兴路街道","金色阳光社区","1503066881","金色阳光14综合变630kVA综合变",630,0,"梁海菊","2025-09-01"]
["承德市供电公司","滦平县供电分公司","付营子镇供电所","付营子镇","金鸡沟村","1503106921","10kV付红515线路二道沟公变",66.45,0,"姜凌子","2025-09-01"]
["承德市供电公司","滦平县供电分公司","滦平镇供电所","中兴路街道","金色阳光社区","1503189621","中诚明郡小区3号综合变",630,0,"梁海菊","2025-09-01"]
["承德市供电公司","滦平县供电分公司","滦平镇供电所","中兴路街道","金色阳光社区","1503189622","中诚明郡小区5号综合变",800,0,"梁海菊","2025-09-01"]
["承德市供电公司","滦平县供电分公司","滦平镇供电所","中兴路街道","金色阳光社区","1503189623","中诚明郡小区2号综合变",630,0,"梁海菊","2025-09-01"]
["承德市供电公司","滦平县供电分公司","滦平镇供电所","中兴路街道","金色阳光社区","1503189624","中诚明郡小区6号综合变",800,0,"梁海菊","2025-09-01"]
["承德市供电公司","滦平县供电分公司","滦平镇供电所","中兴路街道","金色阳光社区","1503189821","中诚明郡小区7号综合变",500,0,"梁海菊","2025-09-01"]
["承德市供电公司","滦平县供电分公司","滦平镇供电所","中兴路街道","金色阳光社区","1503189942","中诚明郡小区8号综合变",630,0,"梁海菊","2025-09-01"]
["承德市供电公司","滦平县供电分公司","滦平镇供电所","中兴路街道","金色阳光社区","1503190041","中诚明郡小区9号综合变",630,0,"梁海菊","2025-09-01"]
["承德市供电公司","滦平县供电分公司","滦平镇供电所","中兴路街道","金色阳光社区","1503190082","中诚明郡小区10号综合变",800,0,"梁海菊","2025-09-01"]
["承德市供电公司","滦平县供电分公司","滦平镇供电所","中兴路街道","金色阳光社区","1503216402","中诚明郡小区1号综合变",630,0,"梁海菊","2025-09-01"]
["承德市供电公司","滦平县供电分公司","滦平镇供电所","中兴路街道","金色阳光社区","1503216601","中诚明郡小区4号综合变",630,0,"梁海菊","2025-09-01"]
["承德市供电公司","滦平县供电分公司","两间房镇供电所","两间房镇","三道沟村","0503496881","电网_涝洼杨家公变",54.09,0,"刘宗海","2025-09-01"]
["承德市供电公司","滦平县供电分公司","滦平镇供电所","滦平镇","西台子","0503510001","西台子五队2",192.3,0,"梁海菊","2025-09-01"]
["承德市供电公司","滦平县供电分公司","红旗镇供电所","小营镇","哈叭沁村","0503512048","小哈522下哈桥东公变",321.86,0,"杜正舟","2025-09-01"]
["承德市供电公司","滦平县供电分公司","红旗镇供电所","红旗镇","大沟村","0503512049","电网_红小512线路水泉沟东公变",24.340000000000003,0,"杜正舟","2025-09-01"]
["承德市供电公司","滦平县供电分公司","红旗镇供电所","小营镇","哈叭沁村","0503512067","小哈522下哈北公变",353.71,0,"杜正舟","2025-09-01"]
["承德市供电公司","滦平县供电分公司","红旗镇供电所","小营镇","外铺村","0503512068","电网_小哈522外铺西公变",33.31,0,"杜正舟","2025-09-01"]
["承德市供电公司","滦平县供电分公司","张百湾镇供电所","大屯镇","小城子村","0503512266","10kV张东515线路小城子六台",100,0,"贾琼","2025-09-01"]
["承德市供电公司","滦平县供电分公司","付营子镇供电所","付营子镇","青石垛村","0503512447","电网_10kV付九516线路青石垛中公变",35.95,0,"姜凌子","2025-09-01"]
["承德市供电公司","滦平县供电分公司","金沟屯镇供电所","金沟屯镇","上沟村","0503512567","张东515上沟公变",94.5,0,"赵永军","2025-09-01"]
["承德市供电公司","滦平县供电分公司","火斗山镇供电所","马营子满族乡","马营子满族乡南大庙村","0503512686","马付511牡丹春新增",100,0,"李正伟","2025-09-01"]
["承德市供电公司","滦平县供电分公司","虎什哈镇供电所","五道营子满族乡","上台子村","0503513126","电网_上台子二公变",100,0,"赵智群","2025-09-01"]
["承德市供电公司","滦平县供电分公司","巴克什营镇供电所","巴克什营镇","巴克什营村","0503528752","佳福小区二期1号变",500,0,"张睿敏","2025-09-01"]
["承德市供电公司","滦平县供电分公司","巴克什营镇供电所","巴克什营镇","巴克什营村","0503528753","佳福小区二期2号变",500,0,"张睿敏","2025-09-01"]
["承德市供电公司","滦平县供电分公司","张百湾镇供电所","张百湾镇","西洼子村","0503529549","电网_10kV张吴513线路平地二公变",530,0,"贾琼","2025-09-01"]
["承德市供电公司","滦平县供电分公司","金沟屯镇供电所","金沟屯镇","滦河沿","0503530572","金金512线路滦河沿西公变",191.88,0,"赵永军","2025-09-01"]
["承德市供电公司","滦平县供电分公司","虎什哈镇供电所","五道营子满族乡","五道营子村","0503531652","电网_金五二线五道营三台区",54.21,0,"赵智群","2025-09-01"]
["承德市供电公司","滦平县供电分公司","虎什哈镇供电所","五道营子满族乡","老米沟村","0503531670","电网_金五二线老米沟二台区",115.2,0,"赵智群","2025-09-01"]
["承德市供电公司","滦平县供电分公司","虎什哈镇供电所","五道营子满族乡","石坡子村","0503531671","电网_金五二线石坡子二台区",141.54,0,"赵智群","2025-09-01"]
["承德市供电公司","滦平县供电分公司","虎什哈镇供电所","五道营子满族乡","石坡子村马营子","0503531672","电网_金五二线马营子二台区",34.165000000000006,0,"赵智群","2025-09-01"]
["承德市供电公司","滦平县供电分公司","虎什哈镇供电所","五道营子满族乡","石坡子村吕营子","0503531673","电网_金五二线吕营子二台区",20.045,0,"赵智群","2025-09-01"]
["承德市供电公司","滦平县供电分公司","滦平镇供电所","中兴路街道办事处","东街社区","0503536501","电缆段高压间隔配电变压器",624.97,0,"梁海菊","2025-09-01"]
["承德市供电公司","滦平县供电分公司","滦平镇供电所","中兴路街道","中街社区","0503536502","电网_福源小区1高压间隔配电变压器",630,0,"梁海菊","2025-09-01"]
["承德市供电公司","滦平县供电分公司","滦平镇供电所","中兴路街道","新建路社区","0503536504","电网_武装部高压间隔配电变压器",564.975,0,"梁海菊","2025-09-01"]
["承德市供电公司","滦平县供电分公司","安纯沟门镇供电所","平坊乡","于营村","0503537953","电网_于营村北变压器",99.935,0,"谢静","2025-09-01"]
["承德市供电公司","滦平县供电分公司","滦平镇供电所","滦平镇","三地沟门村","0503539591","电网_河北省承德市滦平县公交专用充电站2配电变压器",630,0,"梁海菊","2025-09-01"]
["承德市供电公司","滦平县供电分公司","滦平镇供电所","滦平镇","三地沟门村","0503539593","电网_河北省承德市滦平县公交专用充电站1配电变压器",630,0,"梁海菊","2025-09-01"]
["承德市供电公司","滦平县供电分公司","滦平镇供电所","滦平镇","三地沟门村","0503539594","电网_河北省承德市滦平县公交专用充电站3配电变压器",630,0,"梁海菊","2025-09-01"]
["承德市供电公司","滦平县供电分公司","付营子镇供电所","付营子镇","青石垛村","0503542554","电网_10kV付九516线路黄土湾上公变",27.549999999999997,0,"姜凌子","2025-09-01"]
["承德市供电公司","滦平县供电分公司","巴克什营镇供电所","巴克什营镇","山神庙村","0503542731","沁春新居3号变压器",200,0,"张睿敏","2025-09-01"]
["承德市供电公司","滦平县供电分公司","巴克什营镇供电所","巴克什营镇","山神庙村","0503542732","沁春新居1号变压器",800,0,"张睿敏","2025-09-01"]
["承德市供电公司","滦平县供电分公司","巴克什营镇供电所","巴克什营镇","山神庙村","0503542733","沁春新居2号变压器",800,0,"张睿敏","2025-09-01"]
["承德市供电公司","滦平县供电分公司","巴克什营镇供电所","两间房镇","两间房村","0503546111","10kV巴色516线路养殖场公变",200,0,"张睿敏","2025-09-01"]
["承德市供电公司","滦平县供电分公司","安纯沟门镇供电所","平坊乡","于营村","0503556145","电网_10kV滦小519线路众胜农牧公变",100,0,"谢静","2025-09-01"]
["承德市供电公司","滦平县供电分公司","滦平镇供电所","滦平镇","三地沟门村","0503558911","电网_磁源城2期1号箱变配电变压器",630,0,"梁海菊","2025-09-01"]
["承德市供电公司","滦平县供电分公司","滦平镇供电所","滦平镇","三地沟门村","0503558912","电网_磁源城2期2号箱变配电变压器",630,0,"梁海菊","2025-09-01"]
["承德市供电公司","滦平县供电分公司","滦平镇供电所","滦平镇","三地沟门村","0503558913","电网_磁源城2期3号箱变配电变压器",630,0,"梁海菊","2025-09-01"]
["承德市供电公司","滦平县供电分公司","虎什哈镇供电所","五道营子满族乡","老米沟村关门山子","0503563731","电网_10kV金五515线路关门山子二公变",200,0,"赵智群","2025-09-01"]
["承德市供电公司","滦平县供电分公司","虎什哈镇供电所","虎什哈镇","三道河村炮台山","0503565098","电网_10kV虎七512线路炮台山公变",100,0,"赵智群","2025-09-01"]
["承德市供电公司","滦平县供电分公司","滦平镇供电所","滦平镇","东营","0503565171","电网_10kV后街二回516东营公变",192.46,0,"梁海菊","2025-09-01"]
["承德市供电公司","滦平县供电分公司","红旗镇供电所","红旗镇","红旗村","0503567172","红旗镇政府充电桩配电变压器",630,0,"杜正舟","2025-09-01"]
["承德市供电公司","滦平县供电分公司","虎什哈镇供电所","虎什哈镇","西庙沟村","0503580551","10kV金五515线路西庙沟1.2组公变",169.31,0,"赵智群","2025-09-01"]
["承德市供电公司","滦平县供电分公司","虎什哈镇供电所","虎什哈镇","金台子村","0503580552","电网_10kV金五515线路金台子二号公变",276.8,0,"赵智群","2025-09-01"]
["承德市供电公司","滦平县供电分公司","虎什哈镇供电所","虎什哈镇","北狮沟村","0503580553","10kV金五515线路北狮沟公变",106.61000000000001,0,"赵智群","2025-09-01"]
["承德市供电公司","滦平县供电分公司","虎什哈镇供电所","虎什哈镇","北狮沟村","0503582171","电网_10kV金五515线路北狮沟二组公变（新200）",84.925,0,"赵智群","2025-09-01"]
["承德市供电公司","滦平县供电分公司","虎什哈镇供电所","虎什哈镇","卧牛山村大西营","0503582172","电网_10kV金杨516线路马圈子三号公变",316.735,0,"赵智群","2025-09-01"]
["承德市供电公司","滦平县供电分公司","虎什哈镇供电所","虎什哈镇","卧牛山村杨树沟","0503582173","10kV金杨516线路杨树沟一公变",328.36,0,"赵智群","2025-09-01"]
["承德市供电公司","滦平县供电分公司","虎什哈镇供电所","虎什哈镇","金台子村石墙子","0503582174","电网_10kV金五515线路石墙子二公变",82,0,"赵智群","2025-09-01"]
["承德市供电公司","滦平县供电分公司","虎什哈镇供电所","虎什哈镇","金台子村三岔口","0503582175","电网_10kV金五515线路三岔口二公变",168.93,0,"赵智群","2025-09-01"]
["承德市供电公司","滦平县供电分公司","虎什哈镇供电所","虎什哈镇","卧牛山村杨树沟","0503582176","电网_10kV金杨516线路杨树沟四号公变",112.69,0,"赵智群","2025-09-01"]
["承德市供电公司","滦平县供电分公司","虎什哈镇供电所","虎什哈镇","大河北村岗子","0503582692","电网_10kV虎大511线路岗子二号公变",345.825,0,"赵智群","2025-09-01"]
["承德市供电公司","滦平县供电分公司","虎什哈镇供电所","虎什哈镇","大河北村岗子","0503582693","10kV虎大511线路岗子一号公变",400,0,"赵智群","2025-09-01"]
["承德市供电公司","滦平县供电分公司","虎什哈镇供电所","虎什哈镇","大河北村","0503582694","电网_10kV虎大511线路大河北三号公变",343.16,0,"赵智群","2025-09-01"]
["承德市供电公司","滦平县供电分公司","虎什哈镇供电所","虎什哈镇","虎什哈村后街","0503582695","电网_10kV黄旗513线路后街村西公变新400",190.7,0,"赵智群","2025-09-01"]
["承德市供电公司","滦平县供电分公司","虎什哈镇供电所","虎什哈镇","大河北村","0503582696","10kV虎大511线路大河北二号公变（修改）",400,0,"赵智群","2025-09-01"]
["承德市供电公司","滦平县供电分公司","虎什哈镇供电所","虎什哈镇","大河北村岗子","0503582697","电网_10kV虎大511线路岗子三号公变",320.8,0,"赵智群","2025-09-01"]
["承德市供电公司","滦平县供电分公司","虎什哈镇供电所","虎什哈镇","大河北村","0503582698","10kV虎大511线路大河北一号公变",330.26,0,"赵智群","2025-09-01"]
["承德市供电公司","滦平县供电分公司","虎什哈镇供电所","虎什哈镇","北山根村南白旗","0503583831","电网_10kV金五515线路南白旗一号公变",86.08999999999997,0,"赵智群","2025-09-01"]
["承德市供电公司","滦平县供电分公司","虎什哈镇供电所","虎什哈镇","西北沟村","0503583832","10kV黄旗513线路西北沟四组公变",100,0,"赵智群","2025-09-01"]
["承德市供电公司","滦平县供电分公司","虎什哈镇供电所","虎什哈镇","西北沟村","0503583833","电网_10kV黄旗513线路西北沟二组二公变200",42.400000000000006,0,"赵智群","2025-09-01"]
["承德市供电公司","滦平县供电分公司","虎什哈镇供电所","虎什哈镇","虎什哈村镇直","0503583834","电网_10kV黄旗513线路镇直三公变",179.4,0,"赵智群","2025-09-01"]
["承德市供电公司","滦平县供电分公司","虎什哈镇供电所","虎什哈镇","虎什哈村镇直","0503583835","电网_10kV黄旗513线路镇直四公变",279,0,"赵智群","2025-09-01"]
["承德市供电公司","滦平县供电分公司","虎什哈镇供电所","虎什哈镇","虎什哈村黄旗","0503583836","电网_10kV黄旗513线路黄旗三公变",353.59,0,"赵智群","2025-09-01"]
["承德市供电公司","滦平县供电分公司","虎什哈镇供电所","虎什哈镇","虎什哈村东街","0503583837","电网_10kV黄旗513线路东街一公变",113.82,0,"赵智群","2025-09-01"]
["承德市供电公司","滦平县供电分公司","虎什哈镇供电所","虎什哈镇","虎什哈村东街","0503583838","电网_10kV黄旗513线路东街三公变",209.89,0,"赵智群","2025-09-01"]
["承德市供电公司","滦平县供电分公司","虎什哈镇供电所","虎什哈镇","虎什哈村东街","0503583839","电网_10kV黄旗513线路东街二公变",219.7,0,"赵智群","2025-09-01"]
["承德市供电公司","滦平县供电分公司","虎什哈镇供电所","虎什哈镇","虎什哈村黄旗","0503583841","电网_10kV黄旗513线路黄旗四公变",269.95,0,"赵智群","2025-09-01"]
["承德市供电公司","滦平县供电分公司","虎什哈镇供电所","虎什哈镇","虎什哈村后街","0503583842","电网_10kV黄旗513线路后街三公变",85.38,0,"赵智群","2025-09-01"]
["承德市供电公司","滦平县供电分公司","虎什哈镇供电所","虎什哈镇","虎什哈村前街","0503583843","电网_10kV黄旗513线路前街三公变",226.4,0,"赵智群","2025-09-01"]
["承德市供电公司","滦平县供电分公司","虎什哈镇供电所","虎什哈镇","虎什哈村前街","0503583844","电网_10kV黄旗513线路前街二公变",389.2,0,"赵智群","2025-09-01"]
["承德市供电公司","滦平县供电分公司","虎什哈镇供电所","虎什哈镇","虎什哈村后街","0503583845","电网_10kV黄旗513线路后街二公变",203.44,0,"赵智群","2025-09-01"]
["承德市供电公司","滦平县供电分公司","虎什哈镇供电所","虎什哈镇","桲树下村西山","0503583846","电网_10kV黄旗513线路脖树下一公变",102.07999999999998,0,"赵智群","2025-09-01"]
["承德市供电公司","滦平县供电分公司","虎什哈镇供电所","虎什哈镇","桲树下路家沟","0503583847","电网_10kV黄旗513线路路家沟公变",51.38,0,"赵智群","2025-09-01"]
["承德市供电公司","滦平县供电分公司","虎什哈镇供电所","虎什哈镇","桲树下四道沟","0503583848","电网_10kV黄旗513线路四道沟公变",63.33000000000001,0,"赵智群","2025-09-01"]
["承德市供电公司","滦平县供电分公司","虎什哈镇供电所","虎什哈镇","官营子村北拐子","0503583849","电网_10kV金五515线路北拐子二号公变",351,0,"赵智群","2025-09-01"]
["承德市供电公司","滦平县供电分公司","虎什哈镇供电所","虎什哈镇","官营子村","0503583851","10kV金五515线路官营子三号公变",158.64,0,"赵智群","2025-09-01"]
["承德市供电公司","滦平县供电分公司","张百湾镇供电所","大屯镇","窑沟门村","0503583852","电网_10kV张滦516线路窑沟门新公变",366.73,0,"贾琼","2025-09-01"]
["承德市供电公司","滦平县供电分公司","虎什哈镇供电所","虎什哈镇","北山根村北白旗","0503583853","10kV金五515线路北白旗二公变",80.37,0,"赵智群","2025-09-01"]
["承德市供电公司","滦平县供电分公司","张百湾镇供电所","大屯镇","东院村","0503584191","电网_10kV张东515线路西院四公变",356,0,"贾琼","2025-09-01"]
["承德市供电公司","滦平县供电分公司","张百湾镇供电所","大屯镇","东院村","0503584192","10kV张东515线路东院新公变",238.75,0,"贾琼","2025-09-01"]
["承德市供电公司","滦平县供电分公司","虎什哈镇供电所","虎什哈镇","桲树下三道沟","0503584193","电网_10kV黄旗513线路三道沟公变",85.52,0,"赵智群","2025-09-01"]
["承德市供电公司","滦平县供电分公司","张百湾镇供电所","大屯镇","东院村","0503584194","电网_10kV张东515线路东院二新公变",100.11,0,"贾琼","2025-09-01"]
["承德市供电公司","滦平县供电分公司","虎什哈镇供电所","虎什哈镇","六道河村五道河","0503584195","10kV虎七512线路五道河新公变",139.76,0,"赵智群","2025-09-01"]
["承德市供电公司","滦平县供电分公司","虎什哈镇供电所","虎什哈镇","大河北村马道沟","0503584211","电网_10kV黄旗513线路马道沟上沟门公变（200）",97.98,0,"赵智群","2025-09-01"]
["承德市供电公司","滦平县供电分公司","虎什哈镇供电所","虎什哈镇","虎什哈村黄旗沟","0503584213","10kV黄旗513线路黄旗沟一公变",227.5,0,"赵智群","2025-09-01"]
["承德市供电公司","滦平县供电分公司","虎什哈镇供电所","虎什哈镇","卧牛山村大西营","0503584214","电网_10kV金杨516线路马圈子四号公变",150,0,"赵智群","2025-09-01"]
["承德市供电公司","滦平县供电分公司","虎什哈镇供电所","虎什哈镇","大河北村马道沟","0503584215","电网_10kV黄旗513线路马道沟二公变(街西200)",79.9,0,"赵智群","2025-09-01"]
["承德市供电公司","滦平县供电分公司","虎什哈镇供电所","虎什哈镇","西庙沟村","0503584217","电网_10kV金五515线路西庙沟四组新公变",69.02000000000001,0,"赵智群","2025-09-01"]
["承德市供电公司","滦平县供电分公司","虎什哈镇供电所","虎什哈镇","三道河村河西","0503584218","10kV虎七512线路河西三公变",71.96000000000001,0,"赵智群","2025-09-01"]
["承德市供电公司","滦平县供电分公司","虎什哈镇供电所","虎什哈镇","三道河村河西","0503584219","电网_10kV虎七512线路河西一号公变",254.7,0,"赵智群","2025-09-01"]
["承德市供电公司","滦平县供电分公司","张百湾镇供电所","大屯镇","窑岭村","0503584220","电网_10kV张滦516线路大尖沟公变",84.13,0,"贾琼","2025-09-01"]
["承德市供电公司","滦平县供电分公司","张百湾镇供电所","大屯镇","窑岭村","0503584221","电网_10kV张滦516线路窑岭新公变",54.16,0,"贾琼","2025-09-01"]
["承德市供电公司","滦平县供电分公司","张百湾镇供电所","大屯镇","东窑上村","0503585491","电网_10kV张滦516线路窑上西二台公变",62.599999999999994,0,"贾琼","2025-09-01"]
["承德市供电公司","滦平县供电分公司","张百湾镇供电所","大屯镇","窑沟门村","0503585492","电网_10kV张滦516线路南沟门二台公变",55.900000000000006,0,"贾琼","2025-09-01"]
["承德市供电公司","滦平县供电分公司","张百湾镇供电所","大屯镇","大屯村","0503585493","电网_10kV张滦516线路大屯西新公变",160.4,0,"贾琼","2025-09-01"]
["承德市供电公司","滦平县供电分公司","张百湾镇供电所","大屯镇","大屯村","0503585494","电网_10kV张滦516线路大屯北公变",156.76,0,"贾琼","2025-09-01"]
["承德市供电公司","滦平县供电分公司","虎什哈镇供电所","虎什哈镇","虎什哈村前街","0503585471","电网_10kV黄旗513线路前街西公变新400",90.19,0,"赵智群","2025-09-01"]
["承德市供电公司","滦平县供电分公司","虎什哈镇供电所","虎什哈镇","大河北村马道沟","0503585472","电网_10kV黄旗513线路马道沟四公变（街中400）",354.75,0,"赵智群","2025-09-01"]
["承德市供电公司","滦平县供电分公司","张百湾镇供电所","大屯镇","大屯村","0503585473","电网_10kV张滦516线路营房北新公变",146.37,0,"贾琼","2025-09-01"]
["承德市供电公司","滦平县供电分公司","张百湾镇供电所","大屯镇","烧锅营村","0503585474","电网_10kV张滦516线路烧锅营二台公变",62.52,0,"贾琼","2025-09-01"]
["承德市供电公司","滦平县供电分公司","张百湾镇供电所","大屯镇","窑岭村","0503585475","电网_10kV张滦516线路窑岭北二台公变",140.45,0,"贾琼","2025-09-01"]
["承德市供电公司","滦平县供电分公司","张百湾镇供电所","大屯镇","大屯村","0503585476","电网_10kV张滦516线路东山新公变",140,0,"贾琼","2025-09-01"]
["承德市供电公司","滦平县供电分公司","张百湾镇供电所","大屯镇","东窑上村","0503585477","电网_10kV张滦516线路西南沟新公变",98.115,0,"贾琼","2025-09-01"]
["承德市供电公司","滦平县供电分公司","虎什哈镇供电所","虎什哈镇","六道河村","0503587753","10kV虎七512线路10kV虎七512线路七道河公变",295.90999999999997,0,"赵智群","2025-09-01"]
["承德市供电公司","滦平县供电分公司","虎什哈镇供电所","虎什哈镇","六道河村","0503587754","10kV虎七512线路七道河二号公变",347.34,0,"赵智群","2025-09-01"]
["承德市供电公司","滦平县供电分公司","虎什哈镇供电所","虎什哈镇","猴山村北大庙","0503587755","10kV虎七512线路10kV虎七512线路猴山公变",93.51,0,"赵智群","2025-09-01"]
["承德市供电公司","滦平县供电分公司","虎什哈镇供电所","虎什哈镇","猴山村北大庙","0503587756","电网_10kV虎七512线路北大庙三公变",158.91,0,"赵智群","2025-09-01"]
["承德市供电公司","滦平县供电分公司","虎什哈镇供电所","虎什哈镇","西营坊村","0503587757","电网_10kV虎大511线路营房二号公变",277.01,0,"赵智群","2025-09-01"]
["承德市供电公司","滦平县供电分公司","虎什哈镇供电所","虎什哈镇","西营坊村红旗","0503587758","电网_10kV虎大511线路红旗五号公变",353.94,0,"赵智群","2025-09-01"]
["承德市供电公司","滦平县供电分公司","虎什哈镇供电所","虎什哈镇","西营坊村红旗","0503587759","电网_10kV虎大511线路红旗六号公变",113.39999999999998,0,"赵智群","2025-09-01"]
["承德市供电公司","滦平县供电分公司","虎什哈镇供电所","虎什哈镇","西营坊村红旗","0503587760","电网_10kV虎大511线路红旗四号公变",312.47,0,"赵智群","2025-09-01"]
["承德市供电公司","滦平县供电分公司","虎什哈镇供电所","虎什哈镇","大河北村马道沟","0503587761","电网_10kV黄旗513线路马道沟五组公变",86.74,0,"赵智群","2025-09-01"]
["承德市供电公司","滦平县供电分公司","虎什哈镇供电所","虎什哈镇","金台子村","0503587762","电网_10kV金杨516线路金台子一号公变",243.8,0,"赵智群","2025-09-01"]
["承德市供电公司","滦平县供电分公司","虎什哈镇供电所","虎什哈镇","西营坊村红旗","0503587763","电网_10kV虎大511线路红旗三号公变",400,0,"赵智群","2025-09-01"]
["承德市供电公司","滦平县供电分公司","虎什哈镇供电所","虎什哈镇","三道河村","0503587764","电网_10kV虎七512线路四道河二号公变",300.63,0,"赵智群","2025-09-01"]
["承德市供电公司","滦平县供电分公司","虎什哈镇供电所","虎什哈镇","三道河村","0503587765","10kV虎七512线路10kV虎七512线路四道河公变",400,0,"赵智群","2025-09-01"]
["承德市供电公司","滦平县供电分公司","虎什哈镇供电所","虎什哈镇","大河北村马道沟","0503587766","电网_10kV黄旗513线路马道沟一公变（400）",235,0,"赵智群","2025-09-01"]
["承德市供电公司","滦平县供电分公司","虎什哈镇供电所","虎什哈镇","西营房村","0503587767","电网_10kV虎七512线路营房三号公变",80,0,"赵智群","2025-09-01"]
["承德市供电公司","滦平县供电分公司","虎什哈镇供电所","虎什哈镇","三道河村","0503587768","电网_10kV虎七512线路三道河六号公变",343.95,0,"赵智群","2025-09-01"]
["承德市供电公司","滦平县供电分公司","虎什哈镇供电所","虎什哈镇","六道河村","0503587769","10kV虎七512线路10kV虎七512线路六道河二公变",223.18,0,"赵智群","2025-09-01"]
["承德市供电公司","滦平县供电分公司","虎什哈镇供电所","虎什哈镇","三道河村","0503587770","电网_10kV虎七512线路三道河四号公变",362.76,0,"赵智群","2025-09-01"]
["承德市供电公司","滦平县供电分公司","虎什哈镇供电所","虎什哈镇","三道河村","0503587771","电网_10kV虎七512线路三道河五号公变",366.25,0,"赵智群","2025-09-01"]
["承德市供电公司","滦平县供电分公司","张百湾镇供电所","张百湾镇","西井沟村","0503596831","电网_10kV张吴513线路笔架山农牧公变",200,0,"贾琼","2025-09-01"]
["承德市供电公司","滦平县供电分公司","虎什哈镇供电所","虎什哈镇","猴山村北大庙","0503598011","10kV虎七512线路北大庙一公变新",200,0,"赵智群","2025-09-01"]
["承德市供电公司","滦平县供电分公司","虎什哈镇供电所","虎什哈镇","猴山村北大庙","0503598012","10kV虎七512线路猴山二公变新",0,0,"赵智群","2025-09-01"]
["承德市供电公司","滦平县供电分公司","虎什哈镇供电所","虎什哈镇","猴山村小宾沟","0503598013","10kV虎七512线路小宾沟公变新",100,0,"赵智群","2025-09-01"]
["承德市供电公司","滦平县供电分公司","虎什哈镇供电所","虎什哈镇","猴山村五道梁","0503599372","10kV虎七512线路五道梁公变",60.55,0,"赵智群","2025-09-01"]
["承德市供电公司","滦平县供电分公司","虎什哈镇供电所","五道营子满族乡","五道营子村","0503602014","电网_10kV金五515线路五道营村黄砬沟公变",100,0,"赵智群","2025-09-01"]
["承德市供电公司","滦平县供电分公司","安纯沟门镇供电所","安纯沟门镇","李栅子村","0503602952","电网_滦小519线路熊沟沟里变台",62.2,0,"谢静","2025-09-01"]
["承德市供电公司","滦平县供电分公司","虎什哈镇供电所","虎什哈镇","金台子村扁洞子","0503604394","10金杨516线路扁洞子公变新",73.4,0,"赵智群","2025-09-01"]
["承德市供电公司","滦平县供电分公司","滦平镇供电所","中兴路街道","东街社区","0503608034","电网_逸煕佳园1号箱变（专变公用）配电变压器",630,0,"梁海菊","2025-09-01"]
["承德市供电公司","滦平县供电分公司","滦平镇供电所","中兴路街道","东街社区","0503608035","电网_逸煕佳园2号箱变（专变公用）配电变压器",630,0,"梁海菊","2025-09-01"]
["承德市供电公司","滦平县供电分公司","长山峪镇供电所","长山峪镇","安子岭村","0503609795","电网_10kV三靳514线路旭恒农业公变",200,0,"王婷","2025-09-01"]
["承德市供电公司","滦平县供电分公司","安纯沟门镇供电所","平坊乡","于营村","0503609971","10kV滦小519线路森禾农牧公变",100,0,"谢静","2025-09-01"]
["承德市供电公司","滦平县供电分公司","红旗镇供电所","小营镇","红旗新区","0503631192","红小512线路红旗新区C区箱变间隔配电变压器",559.17,0,"杜正舟","2025-09-01"]
["承德市供电公司","滦平县供电分公司","红旗镇供电所","小营镇","红旗新区","0503631193","红小512线路红旗新区D区箱变间隔配电变压器",620,0,"杜正舟","2025-09-01"]
["承德市供电公司","滦平县供电分公司","滦平镇供电所","滦平镇","西台子","0503634113","10kV城区515线路西台子木材厂公变",118.775,0,"梁海菊","2025-09-01"]
["承德市供电公司","滦平县供电分公司","虎什哈镇供电所","虎什哈镇","六道河村","0503634193","电网_10kV虎七512线路四道河小黑沟公变",200,0,"赵智群","2025-09-01"]
["承德市供电公司","滦平县供电分公司","金沟屯镇供电所","金沟屯镇","东村","1503638812","10kV金金512线路云山滦水方便面厂公变",100,0,"赵永军","2025-09-01"]
["承德市供电公司","滦平县供电分公司","金沟屯镇供电所","金沟屯镇","杨门厂村","1503638813","10kV金金512线路云山滦水矿泉水厂公变",100,0,"赵永军","2025-09-01"]
["承德市供电公司","滦平县供电分公司","红旗镇供电所","小营镇","铁马村","0503656436","10kV小哈522线路铁马北公变",316.14,0,"杜正舟","2025-09-01"]
["承德市供电公司","滦平县供电分公司","滦平镇供电所","滦平镇","西瓜园村","0503658541","电网_西瓜园2",88.82,0,"梁海菊","2025-09-01"]
["承德市供电公司","滦平县供电分公司","张百湾镇供电所","大屯镇","大屯村","0503661084","电网_10kV营房519线路营房一队东公变",100,0,"贾琼","2025-09-01"]
["承德市供电公司","滦平县供电分公司","张百湾镇供电所","张百湾镇","陈营村","0503661085","电网_10kV张滦516线路陈营大埔三公变",35.019999999999996,0,"贾琼","2025-09-01"]
["承德市供电公司","滦平县供电分公司","滦平镇供电所","中兴路街道","桥西社区","0503663080","电网_滦平铁路小区南区配变",400,0,"梁海菊","2025-09-01"]
["承德市供电公司","滦平县供电分公司","滦平镇供电所","中兴路街道","东街社区","0503664278","10kV城区515线路西国税大厅公变",200,0,"梁海菊","2025-09-01"]
["承德市供电公司","滦平县供电分公司","张百湾镇供电所","张百湾镇","河北村","0503664449","10kV张东515线路韭菜沟门西公变",100,0,"贾琼","2025-09-01"]
["承德市供电公司","滦平县供电分公司","安纯沟门镇供电所","平坊乡","十八盘村","0503664475","10kV滦小519线路小乔木沟二台区变台",100,0,"谢静","2025-09-01"]
["承德市供电公司","滦平县供电分公司","张百湾镇供电所","张百湾镇","周营子村","0503664480","10kV张兰517线路小老虎沟三公变",20.099999999999994,0,"贾琼","2025-09-01"]
["承德市供电公司","滦平县供电分公司","红旗镇供电所","红旗镇","桥头村","0503664515","10kV红梁511线路桥头白沟台区",42.46000000000001,0,"杜正舟","2025-09-01"]
["承德市供电公司","滦平县供电分公司","红旗镇供电所","红旗镇","大沟村","0503664516","电网_10kV红小512线路范家沟台区",20.959999999999994,0,"杜正舟","2025-09-01"]
["承德市供电公司","滦平县供电分公司","张百湾镇供电所","张百湾镇","宋营村","0503664434","10kV张吴513线路宋营西公变",21.879999999999995,0,"贾琼","2025-09-01"]
["承德市供电公司","滦平县供电分公司","张百湾镇供电所","张百湾镇","下南沟村","0503664458","10kV张吴513线路下南沟四公变",100,0,"贾琼","2025-09-01"]
["承德市供电公司","滦平县供电分公司","张百湾镇供电所","张百湾镇","河北村","0503664459","10kV张河521线路下猪店二公变",92.5,0,"贾琼","2025-09-01"]
["承德市供电公司","滦平县供电分公司","张百湾镇供电所","张百湾镇","下南沟村","0503664470","张吴513肖台子三台",21.879999999999995,0,"贾琼","2025-09-01"]
["承德市供电公司","滦平县供电分公司","张百湾镇供电所","张百湾镇","下南沟村","0503664474","10kV张吴513线路干沟梁二台公变",22.64,0,"贾琼","2025-09-01"]
["承德市供电公司","滦平县供电分公司","张百湾镇供电所","张百湾镇","下洼子村","0503664498","10kV蓝旗517线路下洼子东公变",23.700000000000003,0,"贾琼","2025-09-01"]
["承德市供电公司","滦平县供电分公司","滦平镇供电所","滦平镇","庄头营村","0503664538","电网_10kV后街双回516线路庄头营村红粘地沟二台区",100,0,"梁海菊","2025-09-01"]
["承德市供电公司","滦平县供电分公司","安纯沟门镇供电所","安纯沟门镇","杨树沟门村","0503664585","10kV滦小519线路康大洼二台区变台",78,0,"谢静","2025-09-01"]
["承德市供电公司","滦平县供电分公司","张百湾镇供电所","张百湾镇","周台子村","0503664589","电网_周台子西箱变",400,0,"贾琼","2025-09-01"]
["承德市供电公司","滦平县供电分公司","火斗山镇供电所","马营子满族乡","马营子满族乡石门村","0503665325","电网_黑山洼新建台区",30,0,"李正伟","2025-09-01"]
["承德市供电公司","滦平县供电分公司","火斗山镇供电所","马营子满族乡","马营子满族乡石门村","0503665326","南岔子新建台区",100,0,"李正伟","2025-09-01"]
["承德市供电公司","滦平县供电分公司","火斗山镇供电所","马营子满族乡","马营子满族乡高营子村","0503665327","电网_桦榆沟新建台区",30,0,"李正伟","2025-09-01"]
["承德市供电公司","滦平县供电分公司","长山峪镇供电所","长山峪镇","三道梁村","0503672396","10kV三靳514线路鑫森农牧公变",100,0,"王婷","2025-09-01"]
["承德市供电公司","滦平县供电分公司","金沟屯镇供电所","西沟满族乡","三道沟村","0503672398","电网_材聆农业公变",100,0,"赵永军","2025-09-01"]
["承德市供电公司","滦平县供电分公司","红旗镇供电所","红旗镇","红旗村","0503672361","电网_10kV红小512线路红旗黄土沟门公变",100,0,"杜正舟","2025-09-01"]
["承德市供电公司","滦平县供电分公司","张百湾镇供电所","张百湾镇","周营子村","0503672475","10kV张兰517线路周营子东公变",29.069999999999993,0,"贾琼","2025-09-01"]
["承德市供电公司","滦平县供电分公司","张百湾镇供电所","张百湾镇","西井沟村","0503672476","电网_10kV张吴513线路西井沟东沟公变",200,0,"贾琼","2025-09-01"]
["承德市供电公司","滦平县供电分公司","张百湾镇供电所","大屯镇","窑岭村","0503672455","10kV张滦516线路窑岭东二公变",400,0,"贾琼","2025-09-01"]
["承德市供电公司","滦平县供电分公司","滦平镇供电所","滦平镇","桥东社区","0503674044","广播局家属楼（专变公用）",100,0,"梁海菊","2025-09-01"]
["承德市供电公司","滦平县供电分公司","滦平镇供电所","中兴路街道","石头沟门社区","0503674485","电网_10kV城区515线路边家洼二公变",310.69,0,"梁海菊","2025-09-01"]
["承德市供电公司","滦平县供电分公司","滦平镇供电所","中兴路街道","桥西社区","0503674616","电网_10kV县城农电511线路残联二公变",318.12,0,"梁海菊","2025-09-01"]
["承德市供电公司","滦平县供电分公司","滦平镇供电所","中兴路街道","中街社区","0503674755","电网_融和领秀8(专变公用)",800,0,"梁海菊","2025-09-01"]
["承德市供电公司","滦平县供电分公司","滦平镇供电所","中兴路街道","石头沟门社区","0503678904","电网_井队2（专变公用）",268.49,0,"梁海菊","2025-09-01"]
["承德市供电公司","滦平县供电分公司","长山峪镇供电所","长山峪镇","黄木局村","0503680916","513线路粗脖沟大南沟公变",55.12,0,"王婷","2025-09-01"]
["承德市供电公司","滦平县供电分公司","长山峪镇供电所","长山峪镇","碾子沟","0503680926","512线路碾子沟南台公变",66.9,0,"王婷","2025-09-01"]
["承德市供电公司","滦平县供电分公司","安纯沟门镇供电所","平坊乡","于营村","0503680899","电网_于营充电桩变台",630,0,"谢静","2025-09-01"]
["承德市供电公司","滦平县供电分公司","长山峪镇供电所","长山峪镇","蕨菜沟村","0503680941","514线路蕨菜沟村东二公变",100,0,"王婷","2025-09-01"]
["承德市供电公司","滦平县供电分公司","火斗山镇供电所","马营子满族乡","马营子满族乡黑石头村","0503681976","马于512线路西北沟二台区",100,0,"李正伟","2025-09-01"]
["承德市供电公司","滦平县供电分公司","安纯沟门镇供电所","平坊乡","路营村","0503682297","10kV滦小519线路路营沟门二公变",200,0,"谢静","2025-09-01"]
["承德市供电公司","滦平县供电分公司","金沟屯镇供电所","金沟屯镇","瓦房村","0503682298","电网_10kV金金512线路上瓦房新增二公变",100,0,"赵永军","2025-09-01"]
["承德市供电公司","滦平县供电分公司","金沟屯镇供电所","金沟屯镇","三道湾村","0503682278","电网_10KV金西517杨树沟里新增公变",100,0,"赵永军","2025-09-01"]
["承德市供电公司","滦平县供电分公司","虎什哈镇供电所","五道营子满族乡","上台子村小营子","0503684305","10kV金五515线路小营子公变（TTU)",100,0,"赵智群","2025-09-01"]
["承德市供电公司","滦平县供电分公司","滦平镇供电所","中兴路街道","石头沟门社区","0503684349","城区515老三中(TTU)",98.11000000000001,0,"梁海菊","2025-09-01"]
["承德市供电公司","滦平县供电分公司","红旗镇供电所","红旗镇","桥头村","0503684379","红梁511线路桥头大桥头公变",129,0,"杜正舟","2025-09-01"]
["承德市供电公司","滦平县供电分公司","付营子镇供电所","付营子镇","九神庙村","0503684400","10kV付九516线路九神庙下公变(TTU)",100,0,"姜凌子","2025-09-01"]
["承德市供电公司","滦平县供电分公司","虎什哈镇供电所","五道营子满族乡","西甸子村黄粱","0503684315","10kV金五515线路黄粱公变(TTU)",100,0,"赵智群","2025-09-01"]
["承德市供电公司","滦平县供电分公司","滦平镇供电所","中兴路街道","鞍匠屯社区","0503684323","城区515农发行（TTU）",100,0,"梁海菊","2025-09-01"]
["承德市供电公司","滦平县供电分公司","火斗山镇供电所","付家店满族乡","付家店满族乡三道沟门村","0503684536","10kV火马512线路蕨菜沟公变（TTU)",100,0,"李正伟","2025-09-01"]
["承德市供电公司","滦平县供电分公司","火斗山镇供电所","马营子满族乡","马营子满族乡西沟村","0503684537","马于512三道沟（新）公变（TTU）",56,0,"李正伟","2025-09-01"]
["承德市供电公司","滦平县供电分公司","滦平镇供电所","中兴路街道","桥西社区","0503685758","电网_盛和居3号箱变（专变公用）配电变压器",630,0,"梁海菊","2025-09-01"]
["承德市供电公司","滦平县供电分公司","滦平镇供电所","中兴路街道","桥西社区","0503685759","电网_盛和居1号箱变（专变公用）配电变压器",800,0,"梁海菊","2025-09-01"]
["承德市供电公司","滦平县供电分公司","滦平镇供电所","中街社区","桥西社区","0503685760","电网_盛和居2号箱变（专变公用）配电变压器",400,0,"梁海菊","2025-09-01"]
["承德市供电公司","滦平县供电分公司","滦平镇供电所","滦平镇","三地沟门村","0503686440","滦东513线路大刁屯二道营公变",83.8,0,"梁海菊","2025-09-01"]

{"sheet":"10kV线路","index":1,"n_rows":59,"n_cols":11,"rows_kept":59,"cut":false,"hidden":false,"merged":[[0,0,0,10]],"flags":["formulas_cached_only"]}
["承德市分布式光伏线路可开放容量公示表"]
["序号","市公司","县公司","供电所","乡、镇(街道）","村","10kV线路名称","可开放容量（千瓦）-当季报备","已受理（含登记排队）容量（千瓦）","维护人","维护时间"]
[1,"承德市供电公司","滦平县供电分公司","巴克什营镇供电所","两间房镇","两间房村、大龙潭村、大石门村、石峰沟村、色树沟村、苇塘村、叶营村、偏桥村。","巴色516",402.50872058278696,0,"张睿敏","2025-09-01"]
[2,"承德市供电公司","滦平县供电分公司","巴克什营镇供电所","巴克什营镇","偏桥村","巴孙515",618.436403856969,0,"张睿敏","2025-09-01"]
[3,"承德市供电公司","滦平县供电分公司","巴克什营镇供电所","巴克什营镇","巴克什营村、偏桥村、山神庙村、营盘村、快活峪村、后湾村。","巴营513",329.527645025005,0,"张睿敏","2025-09-01"]
[4,"承德市供电公司","滦平县供电分公司","巴克什营镇供电所","巴克什营镇","古城川村、孙家沟村、花楼沟村、缸房村。","巴两516",464.87578064023603,0,"张睿敏","2025-09-01"]
[5,"承德市供电公司","滦平县供电分公司","两间房镇供电所","两间房镇 ","涝洼村、大古道村、三岔口村","涝大515",589.647257013246,0,"叶鹏","2025-09-01"]
[6,"承德市供电公司","滦平县供电分公司","两间房镇供电所","两间房镇 ","涝洼村、三道沟村","涝五516",691.082108153111,0,"叶鹏","2025-09-01"]
[7,"承德市供电公司","滦平县供电分公司","滦平镇供电所","滦平镇、中兴路街道","祥源社区、庄头营村、所家沟门、马圈子村、桥西社区","后街二回516",860.063049401535,0,"梁海菊","2025-09-01"]
[8,"承德市供电公司","滦平县供电分公司","安纯沟门镇供电所","平坊乡、安纯沟门镇","平坊村、东山村、马圈子村、于营村\n、黄木沟村、偏岭村、路营村、十八盘村、双栅子村、杨树沟门村、安纯沟门村、曹营子村、东营村、李栅子村、骡子沟村、桑园村","平坊519",403.440369953209,0,"于涵","2025-09-01"]
[9,"承德市供电公司","滦平县供电分公司","滦平镇供电所","滦平镇、中兴路街道","东街社区、北大街社区、桥东社区","铁合金厂518",1120.72114391469,0,"梁海菊","2025-09-01"]
[10,"承德市供电公司","滦平县供电分公司","滦平镇供电所","滦平镇、中兴路街道","中街社区","鑫港二回517",1095.32955302516,0,"梁海菊","2025-09-01"]
[11,"承德市供电公司","滦平县供电分公司","滦平镇供电所","滦平镇、中兴路街道","三地沟门村、桥西社区、鞍匠屯社区","后街一回514",366.63199396073,0,"梁海菊","2025-09-01"]
[12,"承德市供电公司","滦平县供电分公司","滦平镇供电所","长山峪镇、滦平镇","岔道口村、大刁屯村、安乐村\\黄木局村，东营村，西营村","滦东513",231.61555661802,0,"梁海菊","2025-09-01"]
[13,"承德市供电公司","滦平县供电分公司","滦平镇供电所","滦平镇、中兴路街道","中街社区、新建路社区、南瓦房社区、桥西社区、三地沟门村","县城农电511",349.652328099085,0,"梁海菊","2025-09-01"]
[14,"承德市供电公司","滦平县供电分公司","滦平镇供电所","滦平镇、中兴路街道","05鑫港社区","鑫港一回512",389.063414174554,0,"梁海菊","2025-09-01"]
[15,"承德市供电公司","滦平县供电分公司","滦平镇供电所","滦平镇、中兴路街道","          无","城开511",259.109017057622,0,"梁海菊","2025-09-01"]
[16,"承德市供电公司","滦平县供电分公司","滦平镇供电所","滦平镇、中兴路街道","李营、刘院、西瓜园、北李营、双庙、皂沟","城刘512",366.63199396073,0,"梁海菊","2025-09-01"]
[17,"承德市供电公司","滦平县供电分公司","滦平镇供电所","滦平镇、中兴路街道","西台子村、东街社区、中街社区、祥源社区、鑫城社区","城区515",366.29322971164504,0,"梁海菊","2025-09-01"]
[18,"承德市供电公司","滦平县供电分公司","火斗山镇供电所","火斗山镇","火斗山村、张家沟门村、拉海沟村、刘营村","火拉511",93.670357174549,0,"李正伟","2025-09-01"]
[19,"承德市供电公司","滦平县供电分公司","火斗山镇供电所","火斗山镇、付家店满族乡","付家店村、三道沟门村","火马512",147.314616462175,0,"李正伟","2025-09-01"]
[20,"承德市供电公司","滦平县供电分公司","长山峪镇供电所","长山峪镇","后营子村，二营村，三营村，三道梁村，蕨菜沟村，安子岭村","三靳514",452.995715974527,0,"王婷","2025-09-01"]
[21,"承德市供电公司","滦平县供电分公司","长山峪镇供电所","长山峪镇","长山峪村，宋窝铺村，碾子沟村","三宋512",233.848559787243,0,"王婷","2025-09-01"]
[22,"承德市供电公司","滦平县供电分公司","张百湾镇供电所","张百湾","兴洲村、蔄子沟村、奎木沟村、二道窝铺、路南营村","兴洲511",219.67426313898198,0,"贾琼","2025-09-01"]
[23,"承德市供电公司","滦平县供电分公司","张百湾镇供电所","张百湾","奎木沟村","屯北516",684.485303005974,0,"贾琼","2025-09-01"]
[24,"承德市供电公司","滦平县供电分公司","张百湾镇供电所","张百湾","奎木沟村","屯育517",741.383590321164,0,"贾琼","2025-09-01"]
[25,"承德市供电公司","滦平县供电分公司","张百湾镇供电所","张百湾","东窑上村、大屯村、菸青村","营房519",593.517009201482,0,"贾琼","2025-09-01"]
[26,"承德市供电公司","滦平县供电分公司","张百湾镇供电所","张百湾","奎木沟村","屯如525",925.506318834231,0,"贾琼","2025-09-01"]
[27,"承德市供电公司","滦平县供电分公司","张百湾镇供电所","张百湾","大屯村","屯东526",879.183177669624,0,"贾琼","2025-09-01"]
[28,"承德市供电公司","滦平县供电分公司","金沟屯镇供电所","金沟屯镇","丁营村,瓦房村,金沟屯村,云盘山村,大杨树沟村，滦河沿村","金金512",0,0,"赵永军","2025-09-01"]
[29,"承德市供电公司","滦平县供电分公司","金沟屯镇供电所","金沟屯镇","下甸子村,荒地村,三道湾村，梁后村，大黑沟村，滦河沿村","金西517",305.075392601451,0,"赵永军","2025-09-01"]
[30,"承德市供电公司","滦平县供电分公司","张百湾镇供电所","大屯镇","周营子村 ","张兰517",414.659389346871,0,"贾琼","2025-09-01"]
[31,"承德市供电公司","滦平县供电分公司","张百湾镇供电所","大屯镇","山前村 下南沟村 西洼子村 周台子村","张吴513",186.14664165052898,0,"贾琼","2025-09-01"]
[32,"承德市供电公司","滦平县供电分公司","张百湾镇供电所","金沟屯镇、张百湾镇","东院村 河北村 岑沟村","张东515",197.982407378958,0,"贾琼","2025-09-01"]
[33,"承德市供电公司","滦平县供电分公司","张百湾镇供电所","张百湾","张百湾村 窑沟门村 窑岭村 烧锅营村","张滦516",496.894322604344,0,"贾琼","2025-09-01"]
[34,"承德市供电公司","滦平县供电分公司","张百湾镇供电所","张百湾","西洼子村","山前二回534",856.050951749883,0,"贾琼","2025-09-01"]
[35,"承德市供电公司","滦平县供电分公司","张百湾镇供电所","张百湾","周台子村","山前一回533",738.337655722653,0,"贾琼","2025-09-01"]
[36,"承德市供电公司","滦平县供电分公司","张百湾镇供电所","金沟屯镇、张百湾镇","山前村  河北村","张河521",131.459823899967,0,"贾琼","2025-09-01"]
[37,"承德市供电公司","滦平县供电分公司","张百湾镇供电所","张百湾","偏道子村 下洼子村","蓝旗517",547.843093961823,0,"贾琼","2025-09-01"]
[38,"承德市供电公司","滦平县供电分公司","红旗镇供电所","红旗镇","半砬子村、北白旗村、槽碾地村、东沟村、河东村、南白旗村、四间房村、塔子沟村、西沟村、杨树沟村、杨树沟门村","红白513",1015.67742061579,0,"杜正舟","2025-09-01"]
[39,"承德市供电公司","滦平县供电分公司","红旗镇供电所","红旗镇","红旗村，桥头村，南窑村，梁底下村","红梁511",301.456580856036,0,"杜正舟","2025-09-01"]
[40,"承德市供电公司","滦平县供电分公司","红旗镇供电所","红旗镇","大沟村、大苇子沟村、红旗村、红旗新区、里台村","红小512",765.862904566347,0,"杜正舟","2025-09-01"]
[41,"承德市供电公司","滦平县供电分公司","张百湾镇供电所","张百湾","五道岭村","西五530",142.863973011499,0,"贾琼","2025-09-01"]
[42,"承德市供电公司","滦平县供电分公司","付营子镇供电所","付营子镇","头道河村、邢家沟门村、凡西营村、付营子村","付陈512",147.73750143398,0,"姜凌子","2025-09-01"]
[43,"承德市供电公司","滦平县供电分公司","付营子镇供电所","付营子镇","头道河村、红石砬村、羊草沟门村、靳家沟门村、王营子村、东营村、肖店村、金鸡沟村","付红515",165.98215365039,0,"姜凌子","2025-09-01"]
[44,"承德市供电公司","滦平县供电分公司","付营子镇供电所","付营子镇","头道河村、邢家沟门村、九神庙村、青石垛村、三成店村、温家台村","付九516",146.08,0,"姜凌子","2025-09-01"]
[45,"承德市供电公司","滦平县供电分公司","滦平镇供电所","滦平镇、中兴路街道","西瓜园村","城张516",761.863634941941,0,"梁海菊","2025-09-01"]
[46,"承德市供电公司","滦平县供电分公司","金沟屯镇供电所","西沟满族乡","西沟村，清水泉村，上半岩子村，三道沟村，槐树村，梁前村，大河西村，老仟村，山咀村","西大511",187.24016950317,0,"赵永军","2025-09-01"]
[47,"承德市供电公司","滦平县供电分公司","虎什哈镇、安纯沟门镇","安纯沟门镇","虎什哈镇大河北行政村、西营坊行政村","虎大511",0,0,"赵智群、于涵","2025-09-01"]
[48,"承德市供电公司","滦平县供电分公司","虎什哈镇、邓厂满族乡","虎什哈镇、邓厂满族乡","虎什哈镇西营坊行政村、三道河行政村、六道河行政村、猴山行政村、邓厂满族乡邓厂行政村、下王营行政村、高窝铺行政村","虎七512",0,0,"赵智群","2025-09-01"]
[49,"承德市供电公司","滦平县供电分公司","虎什哈镇","虎什哈镇","虎什哈镇虎什哈行政村、桲树下行政村、西北沟行政村","黄旗513",0,0,"赵智群","2025-09-01"]
[50,"承德市供电公司","滦平县供电分公司","虎什哈镇、五道营子满族乡","虎什哈镇、五道营子满族乡","虎什哈镇北山根行政村、北狮子沟行政村、官营子行政村、北山根行政村、西庙沟行政村、五道营子满族乡大营子行政村、老米沟行政村、上台子行政村、石坡子行政村、五道营子行政村、西甸子行政村","金五515",0,0,"赵智群","2025-09-01"]
[51,"承德市供电公司","滦平县供电分公司","虎什哈镇","虎什哈镇","虎什哈镇卧牛山行政村","金杨516",0,0,"赵智群","2025-09-01"]
[52,"承德市供电公司","滦平县供电分公司","火斗山镇供电所","火斗山镇","火斗山村、苇子峪村","工业515",0,0,"李正伟","2025-09-01"]
[53,"承德市供电公司","滦平县供电分公司","火斗山镇供电所","马营子满族乡、付家店满族乡","南大庙村、北店子村","马付511",0,0,"李正伟","2025-09-01"]
[54,"承德市供电公司","滦平县供电分公司","火斗山镇供电所","虎什哈镇、火斗山镇","马营子村，大兴沟村","马于512",0,0,"李正伟","2025-09-01"]
[55,"承德市供电公司","滦平县供电分公司","红旗镇供电所","小营乡","二道沟门村、二道湾子村、付营村、郎营村、台子村、瓦房村、小营村、闫庄村","小付525",574.647503285985,0,"杜正舟","2025-09-01"]
[56,"承德市供电公司","滦平县供电分公司","红旗镇供电所","小营乡","哈叭沁村、马门村、盆窑村、平顶山村、三家村、铁马村、外铺村、下哈村","小哈522",615.087279551601,0,"杜正舟","2025-09-01"]
[57,"承德市供电公司","滦平县供电分公司","红旗镇供电所","小营乡","二道沟门村","园区528",167.401244150914,0,"杜正舟","2025-09-01"]