{"text_format":"2","workbook":"xls","n_sheets":4,"sheets":["区域","主变","10kV线路","台区"],"not_rendered":{"charts":0,"images":6,"macros":0,"external_links":1,"defined_names":3,"comments":0,"pivot_tables":0},"unopened":[],"bounds":{"document_bytes":16777216,"sheet_cells":100000,"run_cost":"one","rows_first":2000,"rows_last":500,"rows_between":2000,"halvings":0,"cell_chars":16384,"cell_head_chars":4096},"cells_cut":0,"cells_raw":0,"read":"whole","date_system":"1900","formulas":"cached_only"}

{"sheet":"区域","index":0,"n_rows":3,"n_cols":6,"rows_kept":3,"cut":false,"hidden":false,"merged":[[0,0,0,5]],"flags":["formulas_cached_only"]}
["承德市分布式光伏区域可开放容量公示表"]
["序号","市公司","县公司","接入电网承载力评估等级","当季测算可开放容量（千瓦）","当季登记排队容量（千瓦）"]
[1,"承德市供电公司","滦平县供电分公司","黄",47800,418]

{"sheet":"主变","index":1,"n_rows":45,"n_cols":5,"rows_kept":45,"cut":false,"hidden":false,"merged":[[0,0,0,4]],"flags":["formulas_cached_only"]}
["承德市分布式光伏主变可开放容量公示表"]
["序号","市公司","主变名称","接入电网承载力评估等级","当季测算可开放容量（千瓦）"]
[1,"承德供电公司","铁马变电站3号主变","绿",20517.3]
[2,"承德供电公司","铁马变电站2号主变","绿",20715.9]
[3,"承德供电公司","潮河变电站2号主变","红",0]
[4,"承德供电公司","周营子变电站2号主变","绿",941.5]
[5,"承德供电公司","周营子变电站1号主变","绿",5628.6]
[6,"承德供电公司","虎什哈变电站2号主变","红",0]
[7,"承德供电公司","虎什哈变电站1号主变","红",0]
[8,"承德供电公司","滦平变电站2号主变","绿",6570.1]
[9,"承德供电公司","滦平变电站1号主变","绿",6570.1]
[10,"承德供电公司","承德.巴克什营站2号主变","绿",6570.1]
[11,"承德供电公司","承德.巴克什营站1号主变","绿",6570.1]
[12,"承德供电公司","小营变电站3号主变","绿",41233.3]
[13,"承德供电公司","小营变电站2号主变","绿",41233.3]
[14,"承德供电公司","小营变电站1号主变","绿",41233.3]
[15,"承德供电公司","大屯变电站2号主变","绿",6570.1]
[16,"承德供电公司","大屯变电站1号主变","绿",6570.1]
[17,"承德供电公司","110kV张百湾变电站3号主变","绿",6570.1]
[18,"承德供电公司","110kV张百湾变电站2号主变","绿",6570.1]
[19,"承德供电公司","110kV张百湾变电站1号主变","绿",6570.1]
[20,"承德供电公司","马营子变电站2号主变","红",0]
[21,"承德供电公司","马营子变电站1号主变","红",0]
[22,"承德供电公司","金沟屯变电站2号主变压器","绿",1480.3]
[23,"承德供电公司","金沟屯变电站1号主变压器","绿",1190.9]
[24,"承德供电公司","金台子变电站2号主变","红",0]
[25,"承德供电公司","金台子变电站1号主变（原张百湾2号主变）","红",0]
[26,"承德供电公司","西沟变电站2号主变","绿",5652.1]
[27,"承德供电公司","西沟变电站1号主变","绿",3782.3]
[28,"承德供电公司","红旗变电站2号主变","绿",10920]
[29,"承德供电公司","红旗变电站1号主变","绿",10702.4]
[30,"承德供电公司","火斗山变电站2号主变","绿",4230.7]
[31,"承德供电公司","火斗山变电站1号主变","绿",5421.7]
[32,"承德供电公司","涝洼变电站2号主变","绿",4861.9]
[33,"承德供电公司","涝洼变电站1号主变","绿",4838.9]
[34,"承德供电公司","巴克什营变电站2号主变","绿",7608.5]
[35,"承德供电公司","巴克什营变电站1号主变","绿",4233]
[36,"承德供电公司","城东变电站2号主变","绿",6570.1]
[37,"承德供电公司","城东变电站1号主变","绿",6570.1]
[38,"承德供电公司","付营子变电站2号主变","绿",3726.7]
[39,"承德供电公司","付营子变电站1号主变","绿",3717.9]
[40,"承德供电公司","三道梁变电站2号主变（原金台子1号主变）","绿",6029]
[41,"承德供电公司","三道梁变电站1号主变（原张百湾1号主变）","绿",6058]
[42,"承德供电公司","35kV张百湾变电站2号主变","绿",6570.1]
[43,"承德供电公司","35kV张百湾变电站1号主变","绿",6570.1]

{"sheet":"10kV线路","index":2,"n_rows":64,"n_cols":10,"rows_kept":64,"cut":false,"hidden":false,"merged":[[0,0,0,9]],"flags":["formulas_cached_only"]}
["承德市分布式光伏线路可开放容量公示表"]
["序号","市公司","县公司","供电所","乡、镇(街道）","村","10kV线路名称","接入电网承载力评估等级","当季测算可开放容量（千瓦）","当季登记排队容量（千瓦）"]
[188,"承德供电公司","滦平县供电公司","虎什哈镇","虎什哈镇","虎什哈镇虎什哈行政村、桲树下行政村、西北沟行政村","黄旗513线路","红",0,0]
[189,"承德供电公司","滦平县供电公司","火斗山镇供电所","马营子满族乡、付家店满族乡","南大庙村、北店子村","马付511","红",0,0]
[190,"承德供电公司","滦平县供电公司","火斗山镇供电所","虎什哈镇、火斗山镇","马营子村，大兴沟村","马于512","红",0,0]
[191,"承德供电公司","滦平县供电公司","滦平镇供电所","滦平镇、中兴路街道","东街社区、北大街社区、桥东社区","铁合金厂518","绿",6570.1,0]
[192,"承德供电公司","滦平县供电公司","滦平镇供电所","滦平镇、中兴路街道","中街社区","鑫港二回517","绿",6570.1,0]
[193,"承德供电公司","滦平县供电公司","滦平镇供电所","滦平镇、中兴路街道","05鑫港社区","鑫港一回512","绿",2431.1,0]
[194,"承德供电公司","滦平县供电公司","金沟屯镇供电所","金沟屯镇","丁营村,瓦房村,金沟屯村,云盘山村,大杨树沟村，滦河沿村","金金512线路","红",0,0]
[195,"承德供电公司","滦平县供电公司","金沟屯镇供电所","金沟屯镇","下甸子村,荒地村,三道湾村，梁后村，大黑沟村，滦河沿村","金西517线路","绿",2671.1,0]
[196,"承德供电公司","滦平县供电公司","滦平镇供电所","中兴路街道","金色阳光社区、滦阳社区","金色阳光519专线","绿",8485,0]
[197,"承德供电公司","滦平县供电公司","虎什哈镇","虎什哈镇","虎什哈镇卧牛山行政村","金杨516","红",0,0]
[198,"承德供电公司","滦平县供电公司","金沟屯镇供电所","金沟屯镇","下甸子村、滦河沿村","金杨513线路","绿",2671.1,120]
[199,"承德供电公司","滦平县供电公司","金沟屯镇供电所","西沟满族乡","西沟村，清水泉村，上半岩子村，三道沟村，槐树村，梁前村，大河西村，老仟村，山咀村","西大511","绿",2361.7,0]
[200,"承德供电公司","滦平县供电公司","虎什哈镇供电所","虎什哈镇","大河北村马道沟村","虎峪二回528间隔","红",0,0]
[201,"承德供电公司","滦平县供电公司","虎什哈镇供电所","虎什哈镇","大河北村马道沟村","虎峪三回527间隔","红",0,0]
[202,"承德供电公司","滦平县供电公司","虎什哈镇供电所","虎什哈镇","大河北村马道沟村","虎峪一回515间隔","红",0,0]
[203,"承德供电公司","滦平县供电公司","虎什哈镇、安纯沟门镇","安纯沟门镇","虎什哈镇大河北行政村、西营坊行政村","虎大511线路","红",0,0]
[204,"承德供电公司","滦平县供电公司","虎什哈镇、邓厂满族乡","虎什哈镇、邓厂满族乡","虎什哈镇西营坊行政村、三道河行政村、六道河行政村、猴山行政村、邓厂满族乡邓厂行政村、下王营行政村、高窝铺行政村","虎七512线路","红",0,0]
[205,"承德供电公司","滦平县供电公司","张百湾镇供电所","张百湾","偏道子村 下洼子村","蓝旗517","绿",2370.8,0]
[206,"承德供电公司","滦平县供电公司","张百湾镇供电所","张百湾","东窑上村、大屯村、菸青村","营房519间隔","绿",5845.4,0]
[207,"承德供电公司","滦平县供电公司","火斗山镇供电所","火斗山镇、付家店满族乡","付家店村、三道沟门村","火马512","绿",57.5,0]
[208,"承德供电公司","滦平县供电公司","滦平镇供电所、安纯沟门供电所","安纯沟门镇、平坊乡","安乐村、黄木沟村、路营村、十八盘村、于营村、东山村、偏岭村","滦小519","绿",947.9,0]
[209,"承德供电公司","滦平县供电公司","滦平镇供电所","长山峪镇、滦平镇","岔道口村、大刁屯村、安乐村\\黄木局村，东营村，西营村","滦东513","绿",4927,0]
[210,"承德供电公司","滦平县供电公司","两间房镇供电所","两间房镇","涝洼村、大古道村、三岔口村","涝洼乡515间隔","绿",5886.7,0]
[211,"承德供电公司","滦平县供电公司","滦平镇供电所、张百湾镇供电所","中街社区","中街社区","果园沟二回526间隔","绿",451.4,0]
[212,"承德供电公司","滦平县供电公司","滦平镇供电所、张百湾镇供电所","中街社区","安乐村","果园沟一回522间隔","绿",5197.1,0]
[213,"承德供电公司","滦平县供电公司","张百湾镇供电所","张百湾","张百湾村 窑沟门村 窑岭村 烧锅营村","张滦516线路","绿",2765.5,0]
[214,"承德供电公司","滦平县供电公司","张百湾镇供电所","金沟屯镇、张百湾镇","山前村  河北村","张河521线路","绿",3305.2,0]
[215,"承德供电公司","滦平县供电公司","张百湾镇供电所","大屯镇","山前村 下南沟村 西洼子村 周台子村","张吴513","绿",240,0]
[216,"承德供电公司","滦平县供电公司","张百湾镇供电所","大屯镇","周营子村 ","张兰517线路","绿",4037.2,0]
[217,"承德供电公司","滦平县供电公司","张百湾镇供电所","金沟屯镇、张百湾镇","东院村 河北村 岑沟村","张东515线路","绿",4582.7,0]
[218,"承德供电公司","滦平县供电公司","巴克什营镇供电所","巴克什营镇","巴克什营村、偏桥村、山神庙村、营盘村、快活峪村、后湾村。","巴营513线路","绿",7835.2,0]
[219,"承德供电公司","滦平县供电公司","巴克什营镇供电所","两间房镇","两间房村、大龙潭村、大石门村、石峰沟村、色树沟村、苇塘村、叶营村、偏桥村。","巴色线516间隔","绿",4174.4,0]
[220,"承德供电公司","滦平县供电公司","巴克什营镇供电所","巴克什营镇","偏桥村","巴孙线515间隔","绿",4795.7,0]
[221,"承德供电公司","滦平县供电公司","巴克什营镇供电所","巴克什营镇","古城川村、孙家沟村、花楼沟村、缸房村。","巴两516线路","绿",1670.8,40]
[222,"承德供电公司","滦平县供电公司","张百湾镇供电所","张百湾","西洼子村","山前二回534线路","绿",613.8,0]
[223,"承德供电公司","滦平县供电公司","张百湾镇供电所","张百湾","周台子村","山前一回533线路","绿",688.5,0]
[224,"承德供电公司","滦平县供电公司","滦平镇供电所","滦平镇、中兴路街道","西台子村、东街社区、中街社区、祥源社区、鑫城社区","城区515线路","绿",8378.8,0]
[225,"承德供电公司","滦平县供电公司","滦平镇供电所","滦平镇、中兴路街道","李营、刘院、西瓜园、北李营、双庙、皂沟","城刘512","绿",4862.2,0]
[226,"承德供电公司","滦平县供电公司","红旗镇供电所","小营乡","二道沟门村","园区528","绿",6083,0]
[227,"承德供电公司","滦平县供电公司","滦平镇供电所","滦平镇、中兴路街道","祥源社区、庄头营村、所家沟门、马圈子村、桥西社区","后街二回516间隔","绿",6570.1,0]
[228,"承德供电公司","滦平县供电公司","滦平镇供电所","滦平镇、中兴路街道","三地沟门村、桥西社区、鞍匠屯社区","后街一回514","绿",3960.4,0]
[229,"承德供电公司","滦平县供电公司","滦平镇供电所","滦平镇、中兴路街道","中街社区、新建路社区、南瓦房社区、桥西社区、三地沟门村","县城农电511线路","绿",6570.1,0]
[230,"承德供电公司","滦平县供电公司","张百湾镇供电所","张百湾","兴洲村、蔄子沟村、奎木沟村、二道窝铺、路南营村","兴洲511间隔","绿",6609.8,0]
[231,"承德供电公司","滦平县供电公司","虎什哈镇供电所","虎什哈镇、五道营子满族乡","虎什哈镇北山根村、北狮沟村、官营子村、北山根村、西庙沟村、五道营子满族乡大营子村、老米沟村、上台子村、石坡子村、五道营子行政村、西甸子村","五道营515","红",0,0]
[232,"承德供电公司","滦平县供电公司","长山峪镇供电所","长山峪镇","后营子村，二营村，三营村，三道梁村，蕨菜沟村，安子岭村","三靳514","绿",1750.8,0]
[233,"承德供电公司","滦平县供电公司","长山峪镇供电所","长山峪镇","长山峪村，宋窝铺村，碾子沟村","三宋512","绿",3134.3,0]
[234,"承德供电公司","滦平县供电公司","张百湾镇供电所","张百湾镇","五道岭村","10kV西五530线路","绿",5378.8,0]
[235,"承德供电公司","滦平县供电公司","红旗镇供电所","红旗镇","半砬子村、北白旗村、槽碾地村、东沟村、河东村、南白旗村、四间房村、塔子沟村、西沟村、杨树沟村、杨树沟门村","10kV红白513线路","绿",1638.5,98]
[236,"承德供电公司","滦平县供电公司","红旗镇供电所","红旗镇","红旗村，桥头村，南窑村，梁底下村","10kV红梁511线路","绿",4730.2,0]
[237,"承德供电公司","滦平县供电公司","红旗镇供电所","红旗镇","大沟村、大苇子沟村、红旗村、红旗新区、里台村","10kV红小512线路","绿",4834.8,80]
[238,"承德供电公司","滦平县供电公司","火斗山镇供电所","火斗山镇","火斗山村、张家沟门村、拉海沟村、刘营村","10kV火拉511线路","绿",4168.3,0]
[239,"承德供电公司","滦平县供电公司","两间房镇供电所","两间房镇","涝洼村、三道沟村","10kV涝五516线路","绿",5033.7,0]
[240,"承德供电公司","滦平县供电公司","火斗山镇供电所","火斗山镇","火斗山村、苇子峪村","10kV工业515线路","绿",2181.5,0]
[241,"承德供电公司","滦平县供电公司","张百湾镇供电所","张百湾","奎木沟村","10kV屯育线517线路","绿",9170.5,0]
[242,"承德供电公司","滦平县供电公司","张百湾镇供电所","张百湾","奎木沟村","10kV屯北线516线路","绿",889.7,0]
[243,"承德供电公司","滦平县供电公司","张百湾镇供电所","张百湾","大屯村","10kV屯东线526线路","绿",6316.2,0]
[244,"承德供电公司","滦平县供电公司","红旗镇供电所","小营乡","哈叭沁村、马门村、盆窑村、平顶山村、三家村、铁马村、外铺村、下哈村","10kV小哈522线路","绿",2848.3,0]
[245,"承德供电公司","滦平县供电公司","红旗镇供电所","小营乡","二道沟门村、二道湾子村、付营村、郎营村、台子村、瓦房村、小营村、闫庄村","10kV小付525线路","绿",1687.6,80]
[246,"承德供电公司","滦平县供电公司","火斗山镇供电所","付家店满族乡","北店子村、青松营","10kV八什汗515线路","红",0,0]
[247,"承德供电公司","滦平县供电公司","付营子镇供电所","付营子镇","头道河村、邢家沟门村、凡西营村、付营子村","10kV付陈512线路","绿",4562.9,0]
[248,"承德供电公司","滦平县供电公司","付营子镇供电所","付营子镇","头道河村、红石砬村、羊草沟门村、靳家沟门村、王营子村、东营村、肖店村、金鸡沟村","10kV付红515线路","绿",2562.1,0]
[249,"承德供电公司","滦平县供电公司","付营子镇供电所","付营子镇","头道河村、邢家沟门村、九神庙村、青石垛村、三成店村、温家台村","10kV付九516线路","绿",3415.7,0]

{"sheet":"台区","index":3,"n_rows":2054,"n_cols":11,"rows_kept":2054,"cut":false,"hidden":false,"merged":[[0,0,0,10]],"flags":["formulas_cached_only"]}
["承德市分布式光伏台区可开放容量公示表"]
["序号","市公司","县公司","供电所","乡、镇(街道）","村","台区编号","变压器（台区）名称","接入电网承载力评估等级","当季测算可开放容量（千瓦）","当季登记排队容量（千瓦）"]
[1,"承德供电公司","滦平县供电公司","金沟屯镇供电所","金沟屯镇","黑沟门村","1606241905011886","黑沟门2公变","绿",80.2004,0]
[2,"承德供电公司","滦平县供电公司","巴克什营镇供电所","两间房镇","大石门村","1503396805","黑沟公变","绿",81.4845,0]
[3,"承德供电公司","滦平县供电公司","两间房镇供电所","两间房镇","三道沟村","1503454727","黄粱新公变","绿",62.0912,0]
[4,"承德供电公司","滦平县供电公司","安纯沟门镇供电所","平坊乡","黄木沟村","1606241705041634","黄木沟一组二台区","绿",2.8063,0]
[5,"承德供电公司","滦平县供电公司","安纯沟门镇供电所","安纯沟门镇","骡子沟村","1503454776","骡子沟项营台区","绿",162.8849,0]
[6,"承德供电公司","滦平县供电公司","红旗镇供电所","小营镇","马门村","1612231105194674","马门3号公变","绿",154.8895,0]
[7,"承德供电公司","滦平县供电公司","火斗山镇供电所","马营子满族乡","马营子马营子村","1611230805006082","马营子新增二台区","红",0,0]
[8,"承德供电公司","滦平县供电公司","火斗山镇供电所","马营子满族乡","马营子满族乡马营子村","1611230805004492","马营子三台区","红",0,0]
[9,"承德供电公司","滦平县供电公司","巴克什营镇供电所","巴克什营镇","古城川村","1502647880","马家沟公变","绿",8.6204,0]
[10,"承德供电公司","滦平县供电公司","巴克什营镇供电所","巴克什营镇","偏桥村","1503400683","马家沟2号公变","绿",1.2685,0]
[11,"承德供电公司","滦平县供电公司","安纯沟门镇供电所","平坊乡","于营村","1503454766","马场沟门台区","绿",128.5665,0]
[12,"承德供电公司","滦平县供电公司","安纯沟门镇供电所","平坊乡","于营村","1606241705046466","马场后沟公变","绿",36.5145,0]
[13,"承德供电公司","滦平县供电公司","安纯沟门镇供电所","平坊乡","马圈子村","1606241705046462","马圈子新增","绿",12.2208,0]
[14,"承德供电公司","滦平县供电公司","金沟屯镇供电所","金沟屯镇","马圈子东沟","1606242005035061","马圈子东沟2公变","绿",76.1922,0]
[15,"承德供电公司","滦平县供电公司","滦平镇供电所","滦平镇","马圈子村","1503412819","马圈子3","绿",112.7984,0]
[16,"承德供电公司","滦平县供电公司","火斗山镇供电所","马营子满族乡","马营子满族乡南大庙村","1503395039","马付511西沟门新增","红",0,0]
[17,"承德供电公司","滦平县供电公司","火斗山镇供电所","付家店满族乡","付家店满族乡代营村","1502645858","马付511线路黄旭公变","红",0,0]
[18,"承德供电公司","滦平县供电公司","火斗山镇供电所","马营子满族乡","马营子满族乡南大庙村","1604240705208163","马付511线路西沟门老公变","红",0,0]
[19,"承德供电公司","滦平县供电公司","火斗山镇供电所","马营子满族乡","马营子满族乡南大庙村","1502645846","马付511线路牡丹春公变","红",0,0]
[20,"承德供电公司","滦平县供电公司","火斗山镇供电所","付家店满族乡","付家店满族乡代营村","1502645856","马付511线路岔道岭公变","红",0,0]
[21,"承德供电公司","滦平县供电公司","火斗山镇供电所","付家店满族乡","付家店满族乡代营村","1502645847","马付511线路大阴山公变","红",0,0]
[22,"承德供电公司","滦平县供电公司","火斗山镇供电所","马营子满族乡","马营子满族乡南大庙村","1502645855","马付511线路吴营公变","红",0,0]
[23,"承德供电公司","滦平县供电公司","火斗山镇供电所","马营子满族乡","马营子满族乡南大庙村","1502645851","马付511线路吴营三组公变","红",0,0]
[24,"承德供电公司","滦平县供电公司","火斗山镇供电所","付家店满族乡","付家店满族乡代营村","1502645849","马付511线路后沟公变","红",0,0]
[25,"承德供电公司","滦平县供电公司","火斗山镇供电所","马营子满族乡","马营子满族乡南大庙村","1502645845","马付511线路南大庙公变","红",0,0]
[26,"承德供电公司","滦平县供电公司","火斗山镇供电所","付家店满族乡","付家店满族乡代营村","1502645852","马付511线路北甸子公变","红",0,0]
[27,"承德供电公司","滦平县供电公司","火斗山镇供电所","付家店满族乡","付家店满族乡北店子村","1502645854","马付511线路八十汗公变","红",0,0]
[28,"承德供电公司","滦平县供电公司","火斗山镇供电所","付家店满族乡","付家店满族乡代营村","1502645848","马付511线路代营公变","红",0,0]
[29,"承德供电公司","滦平县供电公司","火斗山镇供电所","马营子满族乡","马营子满族乡南大庙村","0503512686","马付511牡丹春新增","红",0,0]
[30,"承德供电公司","滦平县供电公司","火斗山镇供电所","马营子满族乡","马营子满族乡南大庙村","1503395042","马付511吴营（新）","红",0,0]
[31,"承德供电公司","滦平县供电公司","火斗山镇供电所","付家店满族乡","付家店满族乡北店子村","1503395040","马付511南沟门（新）","红",0,0]
[32,"承德供电公司","滦平县供电公司","火斗山镇供电所","马营子满族乡","马营子满族乡南大庙村","1503400810","马付511南大庙（新）","红",0,0]
[33,"承德供电公司","滦平县供电公司","火斗山镇供电所","付家店满族乡","付家店满族乡北店子村","1503395043","马付511八什汉台区（新）","红",0,0]
[34,"承德供电公司","滦平县供电公司","火斗山镇供电所","付家店满族乡","付家店满族乡代营村","1503395041","马付511代营（新）","红",0,0]
[35,"承德供电公司","滦平县供电公司","火斗山镇供电所","马营子满族乡","马营子满族乡龙潭沟村","1502645823","马于512龙潭沟一组公变","红",0,0]
[36,"承德供电公司","滦平县供电公司","火斗山镇供电所","马营子满族乡","马营子满族乡黑石头村","1502645826","马于512黑石头公变","红",0,0]
[37,"承德供电公司","滦平县供电公司","火斗山镇供电所","马营子满族乡","马营子满族乡黑石头村","1502645827","马于512黑石头二组公变","红",0,0]
[38,"承德供电公司","滦平县供电公司","火斗山镇供电所","马营子满族乡","马营子满族乡马营子村","1502645803","马于512马营子公变","红",0,0]
[39,"承德供电公司","滦平县供电公司","火斗山镇供电所","马营子满族乡","马营子满族乡西沟村","1502645816","马于512郝家公变","红",0,0]
[40,"承德供电公司","滦平县供电公司","火斗山镇供电所","马营子满族乡","马营子满族乡西沟村","1502645814","马于512西沟台区公变","红",0,0]
[41,"承德供电公司","滦平县供电公司","火斗山镇供电所","马营子满族乡","马营子满族乡黑石头村","1502645829","马于512西北沟公变","红",0,0]
[42,"承德供电公司","滦平县供电公司","火斗山镇供电所","马营子满族乡","龙潭沟村","1608251905021937","马于512线路龙潭沟陈家公变","红",0,0]
[43,"承德供电公司","滦平县供电公司","火斗山镇供电所","马营子满族乡","黑石头村",1503454771,"马于512线路黑石头（新)","红",0,0]
[44,"承德供电公司","滦平县供电公司","火斗山镇供电所","马营子满族乡","黑石头村","1601262005001428","马于512线路黄粱公变","红",0,0]
[45,"承德供电公司","滦平县供电公司","火斗山镇供电所","马营子满族乡","马营子满族乡高营子村","1503454770","马于512线路高营子（新)","红",0,0]
[46,"承德供电公司","滦平县供电公司","火斗山镇供电所","马营子满族乡","马营子满族乡马营子村","1503454746","马于512线路马营子（新)","红",0,0]
[47,"承德供电公司","滦平县供电公司","火斗山镇供电所","马营子满族乡","马营子满族乡西沟村","1503400788","马于512线路郝家（新）","红",0,0]
[48,"承德供电公司","滦平县供电公司","火斗山镇供电所","马营子满族乡","马营子满族乡西沟村","1503454769","马于512线路西沟七队（新)","红",0,0]
[49,"承德供电公司","滦平县供电公司","火斗山镇供电所","马营子满族乡","马营子满族乡于营子村","1503454744","马于512线路河西（新)","红",0,0]
[50,"承德供电公司","滦平县供电公司","火斗山镇供电所","马营子满族乡","马营子满族乡于营子村","1503395036","马于512线路河东（新）","红",0,0]
[51,"承德供电公司","滦平县供电公司","火斗山镇供电所","马营子满族乡","马营子满族乡高营子村","1503454743","马于512线路曹碾沟（新)","红",0,0]
[52,"承德供电公司","滦平县供电公司","火斗山镇供电所","马营子满族乡","马营子满族乡高营子村","1503395038","马于512线路南台沟（新）","红",0,0]
[53,"承德供电公司","滦平县供电公司","火斗山镇供电所","马营子满族乡","马营子满族乡南台子村","1503454768","马于512线路南台子（新)","红",0,0]
[54,"承德供电公司","滦平县供电公司","火斗山镇供电所","马营子满族乡","马营子满族乡石门村","1502645817","马于512石门公变","红",0,0]
[55,"承德供电公司","滦平县供电公司","火斗山镇供电所","马营子满族乡","南台子村","1502645813","马于512盐店小组公变","红",0,0]
[56,"承德供电公司","滦平县供电公司","火斗山镇供电所","马营子满族乡","马营子满族乡黑石头村","1502645828","马于512火石领台区公变","红",0,0]
[57,"承德供电公司","滦平县供电公司","火斗山镇供电所","马营子满族乡","马营子满族乡于营子村","1502645807","马于512河西公变","红",0,0]
[58,"承德供电公司","滦平县供电公司","火斗山镇供电所","马营子满族乡","马营子满族乡于营子村","1502645808","马于512杨树沟四组公变","红",0,0]
[59,"承德供电公司","滦平县供电公司","火斗山镇供电所","马营子满族乡","马营子满族乡于营子村","1502645809","马于512杨树沟五组公变","红",0,0]
[60,"承德供电公司","滦平县供电公司","虎什哈镇供电所","邓厂满族乡","邓厂村杨树下","1503454825","马于512杨树下二台区","红",0,0]
[61,"承德供电公司","滦平县供电公司","火斗山镇供电所","马营子满族乡","马营子满族乡石门村","1502939846","马于512朝领子公变","绿",40,0]
[62,"承德供电公司","滦平县供电公司","火斗山镇供电所","马营子满族乡","马营子满族乡高营子村","1502645818","马于512曹碾沟公变","红",0,0]
[63,"承德供电公司","滦平县供电公司","虎什哈镇供电所","邓厂满族乡","邓厂村新房","1502645842","马于512新房公用变","红",0,0]
[64,"承德供电公司","滦平县供电公司","火斗山镇供电所","马营子满族乡","马营子满族乡南台子村","1502645863","马于512小道古公变","红",0,0]
[65,"承德供电公司","滦平县供电公司","火斗山镇供电所","马营子满族乡","马营子满族乡于营子村","1502645859","马于512小窝棚公变","红",0,0]
[66,"承德供电公司","滦平县供电公司","火斗山镇供电所","马营子满族乡","马营子满族乡于营子村","1502645860","马于512宋家公变","红",0,0]
[67,"承德供电公司","滦平县供电公司","火斗山镇供电所","马营子满族乡","马营子满族乡大兴沟村","1502645804","马于512大兴沟小组公变","红",0,0]
[68,"承德供电公司","滦平县供电公司","火斗山镇供电所","马营子满族乡","马营子满族乡大兴沟村","1503454747","马于512大兴沟台区（新)","红",0,0]
[69,"承德供电公司","滦平县供电公司","火斗山镇供电所","马营子满族乡","马营子满族乡大兴沟村","1502645802","马于512大兴沟台区","红",0,0]
[70,"承德供电公司","滦平县供电公司","火斗山镇供电所","马营子满族乡","马营子满族乡南台子村","1502645811","马于512南沟门公变","红",0,0]
[71,"承德供电公司","滦平县供电公司","火斗山镇供电所","马营子满族乡","马营子满族乡高营子村","1502645825","马于512南台沟公变","红",0,0]
[72,"承德供电公司","滦平县供电公司","火斗山镇供电所","马营子满族乡","马营子满族乡南台子村","1502645810","马于512南台子公变","红",0,0]
[73,"承德供电公司","滦平县供电公司","火斗山镇供电所","马营子满族乡","马营子满族乡石门村","1502939845","马于512八亩地新增公变","红",0,0]
[74,"承德供电公司","滦平县供电公司","火斗山镇供电所","马营子满族乡","马营子满族乡石门村","1502645819","马于512八亩地公变","红",0,0]
[75,"承德供电公司","滦平县供电公司","火斗山镇供电所","马营子满族乡","于营子村","1502645805","马于512于营子一组公变","红",0,0]
[76,"承德供电公司","滦平县供电公司","火斗山镇供电所","马营子满族乡","马营子满族乡西沟村","0503684537","马于512三道沟（新）公变（TTU）","红",0,0]
[77,"承德供电公司","滦平县供电公司","火斗山镇供电所","马营子满族乡","马营子满族乡西沟村","1502645815","马于512三道沟公变","红",0,0]
[78,"承德供电公司","滦平县供电公司","火斗山镇供电所","付家店满族乡","付家店满族乡付家店村","1611230805006086","青龙泉二台区","绿",51.8679,0]
[79,"承德供电公司","滦平县供电公司","金沟屯镇供电所","金沟屯镇","陡沟梁后","1606241805033978","陡沟梁后2公变","绿",161.221,0]
[80,"承德供电公司","滦平县供电公司","金沟屯镇供电所","西沟满族乡","陡沟村","1606241805034987","陡沟2公变","绿",87.5526,0]
[81,"承德供电公司","滦平县供电公司","安纯沟门镇供电所","安纯沟门镇","双栅子村","1503454713","陈营台区","绿",66.0586,0]
[82,"承德供电公司","滦平县供电公司","滦平镇供电所","滦平镇","西瓜园村","1605251005002495","铸合壹号苑小区3号变","绿",648.3332,0]
[83,"承德供电公司","滦平县供电公司","滦平镇供电所","滦平镇","西瓜园村","1605251005003918","铸合壹号苑小区2号变","绿",657.5571,0]
[84,"承德供电公司","滦平县供电公司","滦平镇供电所","滦平镇","西瓜园村","1605251005001526","铸合壹号苑小区1号变","绿",660.2986,0]
[85,"承德供电公司","滦平县供电公司","安纯沟门镇供电所","平坊乡","马圈子村","1503454767","银窝沟北沟门台区","绿",138.6392,0]
[86,"承德供电公司","滦平县供电公司","红旗镇供电所","小营镇","铁马村","1611230205026594","铁马2号公变","绿",205.2487,0]
[87,"承德供电公司","滦平县供电公司","两间房镇供电所","两间房镇","三道沟村","1502761229","铁营公变","绿",29.1602,0]
[88,"承德供电公司","滦平县供电公司","火斗山镇供电所","火斗山镇","长海沟门村","1601260605006893","钓鱼台二台区","绿",68.45,0]
[89,"承德供电公司","滦平县供电公司","滦平镇供电所","中兴路街道","鑫城社区","1503355565","鑫城小区3配电变压器","绿",758.91,0]
[90,"承德供电公司","滦平县供电公司","滦平镇供电所","中兴路街道","鑫城社区","1503355566","鑫城小区2配电变压器","绿",748.89,0]
[91,"承德供电公司","滦平县供电公司","滦平镇供电所","中兴路街道","鑫城社区","1503355568","鑫城1号箱变配电变压器","绿",1212.08,0]
[92,"承德供电公司","滦平县供电公司","金沟屯镇供电所","金沟屯镇","金金西村","1502645315","金金西村公变","红",0,0]
[93,"承德供电公司","滦平县供电公司","金沟屯镇供电所","金沟屯镇","西村","1503454795","金金西村2公变","红",0,0]
[94,"承德供电公司","滦平县供电公司","金沟屯镇供电所","金沟屯镇","金马沟","1502645322","金金512金马沟公变","红",0,0]
[95,"承德供电公司","滦平县供电公司","金沟屯镇供电所","金沟屯镇","金沟屯","1502645372","金金512金福家园公变","红",0,0]
[96,"承德供电公司","滦平县供电公司","金沟屯镇供电所","金沟屯镇","西村","1610231005003577","金金512西七队北公变","绿",198.01,0]
[97,"承德供电公司","滦平县供电公司","金沟屯镇供电所","金沟屯镇","西七队村","1502645334","金金512西七队公变","红",0,0]
[98,"承德供电公司","滦平县供电公司","金沟屯镇供电所","金沟屯镇","苏家坟村","1502645335","金金512苏家坟公变","绿",47.03,0]
[99,"承德供电公司","滦平县供电公司","金沟屯镇供电所","金沟屯镇","苇塘","1503454886","金金512苇塘2公变","红",0,0]
[100,"承德供电公司","滦平县供电公司","金沟屯镇供电所","金沟屯镇","滦河沿","0503530572","金金512线路滦河沿西公变","红",0,0]
[101,"承德供电公司","滦平县供电公司","金沟屯镇供电所","金沟屯镇","撒拉沟","1606241805002194","金金512线路撒拉沟2公变","红",0,0]
[102,"承德供电公司","滦平县供电公司","金沟屯镇供电所","金沟屯镇","小营村","1606241405025710","金金512线路小营3公变","红",0,0]
[103,"承德供电公司","滦平县供电公司","金沟屯镇供电所","金沟屯镇","碾子","1503454885","金金512碾子2公变","红",0,0]
[104,"承德供电公司","滦平县供电公司","金沟屯镇供电所","金沟屯镇","砬坎底","1502645333","金金512砬坎底公变","红",0,0]
[105,"承德供电公司","滦平县供电公司","金沟屯镇供电所","金沟屯镇","石门村","1502645324","金金512石门公变","红",0,0]
[106,"承德供电公司","滦平县供电公司","金沟屯镇供电所","金沟屯镇","瓦房","1502645323","金金512瓦房公变","红",0,0]
[107,"承德供电公司","滦平县供电公司","金沟屯镇供电所","金沟屯镇","瓦房村","1503439714","金金512瓦房2变","红",0,0]
[108,"承德供电公司","滦平县供电公司","金沟屯镇供电所","金沟屯镇","漫子沟","1502645325","金金512漫子沟公变","绿",28.05,0]
[109,"承德供电公司","滦平县供电公司","金沟屯镇供电所","金沟屯镇","沙梁根村","1502645316","金金512沙梁根公变","红",0,0]
[110,"承德供电公司","滦平县供电公司","金沟屯镇供电所","金沟屯镇","东村","1503439715","金金512沙梁根公变2","红",0,0]
[111,"承德供电公司","滦平县供电公司","金沟屯镇供电所","金沟屯镇","梁上村","1502645312","金金512梁上公变","红",0,0]
[112,"承德供电公司","滦平县供电公司","金沟屯镇供电所","金沟屯镇","桥西","1502645371","金金512桥西公变","红",0,0]
[113,"承德供电公司","滦平县供电公司","金沟屯镇供电所","金沟屯镇","桥西","1503454889","金金512桥西2公变","红",0,0]
[114,"承德供电公司","滦平县供电公司","金沟屯镇供电所","金沟屯镇","撒拉沟","1502645318","金金512撒拉沟公变","红",0,0]
[115,"承德供电公司","滦平县供电公司","金沟屯镇供电所","金沟屯镇","小营","1503454888","金金512小营2公变","红",0,0]
[116,"承德供电公司","滦平县供电公司","金沟屯镇供电所","金沟屯镇","小苇沟村","1502645311","金金512小苇沟公变","绿",80.02,0]
[117,"承德供电公司","滦平县供电公司","金沟屯镇供电所","金沟屯镇","小杨门","1502645332","金金512小杨门公变","红",0,0]
[118,"承德供电公司","滦平县供电公司","金沟屯镇供电所","金沟屯镇","小杨门","1503454884","金金512小杨门2公变","红",0,0]
[119,"承德供电公司","滦平县供电公司","金沟屯镇供电所","金沟屯镇","大苇沟","1502645310","金金512大苇沟公变","红",0,0]
[120,"承德供电公司","滦平县供电公司","金沟屯镇供电所","金沟屯镇","大杨门","1502645329","金金512大杨门公变","红",0,0]
[121,"承德供电公司","滦平县供电公司","金沟屯镇供电所","金沟屯镇","大杨门","1503454883","金金512大杨门2公变","红",0,0]
[122,"承德供电公司","滦平县供电公司","金沟屯镇供电所","金沟屯镇","后梁","1503454773","金金512后梁2公变","红",0,0]
[123,"承德供电公司","滦平县供电公司","金沟屯镇供电所","金沟屯镇","二队村","1502645320","金金512二队公变","绿",40.4,0]
[124,"承德供电公司","滦平县供电公司","金沟屯镇供电所","金沟屯镇","二铺","1503454774","金金512二铺2公变","红",0,0]
[125,"承德供电公司","滦平县供电公司","金沟屯镇供电所","金沟屯镇","二窝铺","1502645317","金金512二窝铺公变","红",0,0]
[126,"承德供电公司","滦平县供电公司","金沟屯镇供电所","金沟屯镇","中心桥","1502645314","金金512中心桥公变","红",0,0]
[127,"承德供电公司","滦平县供电公司","金沟屯镇供电所","金沟屯镇","金沟屯村","1503454794","金金512中心桥1新","红",0,0]
[128,"承德供电公司","滦平县供电公司","金沟屯镇供电所","金沟屯镇","东村","1502645313","金金512东村公变","红",0,0]
[129,"承德供电公司","滦平县供电公司","金沟屯镇供电所","金沟屯镇","东村","1610231005000366","金金512东村3公变","红",0,0]
[130,"承德供电公司","滦平县供电公司","金沟屯镇供电所","金沟屯镇","上瓦房","1502645373","金金512上瓦房公变","绿",80.45,0]
[131,"承德供电公司","滦平县供电公司","金沟屯镇供电所","金沟屯镇","三道沟","1502645328","金金512三道沟公变","红",0,0]
[132,"承德供电公司","滦平县供电公司","金沟屯镇供电所","金沟屯镇","七林沟","1502645326","金金512七林沟公变","绿",25.82,0]
[133,"承德供电公司","滦平县供电公司","金沟屯镇供电所","金沟屯镇","丁营","1502645327","金金512丁营公变","红",0,0]
[134,"承德供电公司","滦平县供电公司","金沟屯镇供电所","金沟屯镇","黑沟门村","1502724813","金西黑沟门公变","绿",0.7031,0]
[135,"承德供电公司","滦平县供电公司","金沟屯镇供电所","金沟屯镇","黑沟里村","1502645353","金西黑沟里公变","绿",6.8862,0]
[136,"承德供电公司","滦平县供电公司","金沟屯镇供电所","金沟屯镇","荒地村","1502645344","金西荒地公变","绿",109.9918,0]
[137,"承德供电公司","滦平县供电公司","金沟屯镇供电所","金沟屯镇","荒地村","1503454813","金西荒地2公变","绿",51.9979,0]
[138,"承德供电公司","滦平县供电公司","金沟屯镇供电所","金沟屯镇","滦河沿村","1502645337","金西滦河沿南变公变","绿",288.2566,70]
[139,"承德供电公司","滦平县供电公司","金沟屯镇供电所","金沟屯镇","滦河沿村","1502645336","金西滦河沿北变公变","绿",172.1088,50]
[140,"承德供电公司","滦平县供电公司","金沟屯镇供电所","金沟屯镇","滦河沿村","1610231005002452","金西滦河沿北变2公变","绿",86.7592,0]
[141,"承德供电公司","滦平县供电公司","金沟屯镇供电所","金沟屯镇","滦河沿中心村","1502800177","金西滦河沿中心公变","绿",100.0995,0]
[142,"承德供电公司","滦平县供电公司","金沟屯镇供电所","金沟屯镇","河南村","1502645354","金西河南公变","绿",18.77,0]
[143,"承德供电公司","滦平县供电公司","金沟屯镇供电所","金沟屯镇","梁后村","1502645355","金西梁后公变","绿",97.5352,0]
[144,"承德供电公司","滦平县供电公司","金沟屯镇供电所","金沟屯镇","松树沟","1502645341","金西松树沟公变","绿",24.5023,0]
[145,"承德供电公司","滦平县供电公司","金沟屯镇供电所","金沟屯镇","杨树沟村","1502645340","金西杨树沟公变","绿",99.8615,0]
[146,"承德供电公司","滦平县供电公司","金沟屯镇供电所","金沟屯镇","小孤山村","1502645339","金西小孤山公变","绿",48.1093,0]
[147,"承德供电公司","滦平县供电公司","金沟屯镇供电所","金沟屯镇","小佟沟村","1502645381","金西小佟沟公变","绿",64.41,0]
[148,"承德供电公司","滦平县供电公司","金沟屯镇供电所","金沟屯镇","东营村","1502645338","金西东营公变","绿",105.9905,0]
[149,"承德供电公司","滦平县供电公司","金沟屯镇供电所","金沟屯镇","东营村","1503454808","金西东营2公变","绿",94.9959,0]
[150,"承德供电公司","滦平县供电公司","金沟屯镇供电所","金沟屯镇","下甸子综合变","1502645342","金西下甸子综合变","绿",75.42,0]
[151,"承德供电公司","滦平县供电公司","金沟屯镇供电所","金沟屯镇","上甸子村","1502645343","金西上甸子公变","绿",29.3445,0]
[152,"承德供电公司","滦平县供电公司","金沟屯镇供电所","金沟屯镇","三道湾杨树沟门村","1502645351","金西三道湾杨树沟门公变","绿",15.7616,0]
[153,"承德供电公司","滦平县供电公司","金沟屯镇供电所","金沟屯镇","三道湾村","1502645350","金西三道湾公变","绿",122.2098,0]
[154,"承德供电公司","滦平县供电公司","金沟屯镇供电所","金沟屯镇","三道湾村","1503454812","金西三道湾2公变","绿",89.8225,0]
[155,"承德供电公司","滦平县供电公司","金沟屯镇供电所","金沟屯镇","金沟屯","1604252405024372","金沟屯粮食储备站","红",0,0]
[156,"承德供电公司","滦平县供电公司","巴克什营镇供电所","巴克什营镇","缸房村","1611250505029768","金山岭服务区充电桩变压器","绿",504,0]
[157,"承德供电公司","滦平县供电公司","虎什哈镇供电所","五道营子满族乡","石坡子村马营子","0503531672","金五二线马营子二台区","红",0,0]
[158,"承德供电公司","滦平县供电公司","虎什哈镇供电所","五道营子满族乡","老米沟村","0503531670","金五二线老米沟二台区","红",0,0]
[159,"承德供电公司","滦平县供电公司","虎什哈镇供电所","五道营子满族乡","石坡子村","0503531671","金五二线石坡子二台区","红",0,0]
[160,"承德供电公司","滦平县供电公司","虎什哈镇供电所","五道营子满族乡","石坡子村吕营子","0503531673","金五二线吕营子二台区","红",0,0]
[161,"承德供电公司","滦平县供电公司","虎什哈镇供电所","五道营子满族乡","五道营子村","0503531652","金五二线五道营三台区","红",0,0]
[162,"承德供电公司","滦平县供电公司","虎什哈镇供电所","五道营子满族乡","老米沟村范家沟","1503396702","金五515线路范家沟二公变","红",0,0]
[163,"承德供电公司","滦平县供电公司","滦平镇供电所","滦平镇","刘院村","1601261605039062","郝营三公变","绿",108.01,0]
[164,"承德供电公司","滦平县供电公司","滦平镇供电所","滦平镇","刘院村","1503412818","郝营2","绿",43.2133,0]
[165,"承德供电公司","滦平县供电公司","安纯沟门镇供电所","平坊乡","路营村","1606241705042501","路营新增","绿",44.4284,0]
[166,"承德供电公司","滦平县供电公司","滦平镇供电所","滦平镇","北大街社区","1609250905013361","购物中心牡丹二","绿",386.7893,0]
[167,"承德供电公司","滦平县供电公司","无","无","无","无","513线路公路管理处台区","绿",61.9118,0]
[168,"承德供电公司","滦平县供电公司","滦平镇供电所","滦平镇","西街村","1502684578","西街小西沟","绿",305.7996,0]
[169,"承德供电公司","滦平县供电公司","滦平镇供电所","滦平镇","西街村","1502685928","西街大桥","绿",134.67,0]
[170,"承德供电公司","滦平县供电公司","长山峪镇供电所","长山峪镇","西营村","1606251605023193","西营小五队沟口综合变","绿",24.0126,0]
[171,"承德供电公司","滦平县供电公司","张百湾镇供电所","张百湾镇","西洼子村","1503394274","西洼子小区三台","绿",335.1175,0]
[172,"承德供电公司","滦平县供电公司","金沟屯镇供电所","西沟满族乡","西沟村","1606241905034024","西沟2公变","绿",163.1435,0]
[173,"承德供电公司","滦平县供电公司","安纯沟门镇供电所","平坊乡","东山村","1503454763","西山村北沟门变台","绿",100.8391,0]
[174,"承德供电公司","滦平县供电公司","金沟屯镇供电所","西沟满族乡","马圈子村","1502645362","西大马圈子公变","绿",42.61,0]
[175,"承德供电公司","滦平县供电公司","金沟屯镇供电所","西沟满族乡","马圈子东沟村","1502645382","西大马圈子东沟公变","绿",40.4464,0]
[176,"承德供电公司","滦平县供电公司","金沟屯镇供电所","西沟满族乡","马圈子村","1601241705020064","西大马圈子2公变","绿",19.7378,0]
[177,"承德供电公司","滦平县供电公司","金沟屯镇供电所","西沟满族乡","陡沟梁后","1502645368","西大陡沟梁后公变","绿",11.886,0]
[178,"承德供电公司","滦平县供电公司","金沟屯镇供电所","西沟满族乡","陡沟村","1502645369","西大陡沟公变","绿",24.04,0]
[179,"承德供电公司","滦平县供电公司","金沟屯镇供电所","西沟满族乡","西犁沟村","1502645385","西大西犁沟公变","绿",7.13,0]
[180,"承德供电公司","滦平县供电公司","金沟屯镇供电所","西沟满族乡","西沟村","1502645360","西大西沟公变","绿",61.22,0]
[181,"承德供电公司","滦平县供电公司","金沟屯镇供电所","西沟满族乡","西梨树沟村","1503454706","西大西梨树沟2公变","绿",89.9804,0]
[182,"承德供电公司","滦平县供电公司","金沟屯镇供电所","西沟满族乡","老仟村","1502989171","西大老仟顶公变","绿",25.0164,0]
[183,"承德供电公司","滦平县供电公司","金沟屯镇供电所","西沟满族乡","老仟村","1502645370","西大老仟公变","绿",36.82,0]
[184,"承德供电公司","滦平县供电公司","金沟屯镇供电所","西沟满族乡","老仟村","1503454724","西大老仟2公变","绿",73.5977,0]
[185,"承德供电公司","滦平县供电公司","金沟屯镇供电所","西沟满族乡","西沟村","1502645359","西大线路西沟里公变","绿",5.6732,0]
[186,"承德供电公司","滦平县供电公司","金沟屯镇供电所","西沟满族乡","线路歪脖沟村","1502645379","西大线路歪脖沟公变","绿",84.071,0]
[187,"承德供电公司","滦平县供电公司","金沟屯镇供电所","西沟满族乡","烧锅村","1502645366","西大烧锅公变","绿",36.2411,0]
[188,"承德供电公司","滦平县供电公司","金沟屯镇供电所","西沟满族乡","清水泉村","1502645383","西大清水泉公变","绿",103.7161,0]
[189,"承德供电公司","滦平县供电公司","金沟屯镇供电所","西沟满族乡","清水泉村","1503454722","西大清水泉2公变","绿",79.7396,0]
[190,"承德供电公司","滦平县供电公司","金沟屯镇供电所","西沟满族乡","槐树村","1503454720","西大槐树2公变","绿",163.5072,0]
[191,"承德供电公司","滦平县供电公司","金沟屯镇供电所","西沟满族乡","榛結沟村","1502977119","西大榛結沟西公变","绿",28.6,0]
[192,"承德供电公司","滦平县供电公司","金沟屯镇供电所","西沟满族乡","西沟村","1502645361","西大榛秸沟公变","绿",23.6722,0]
[193,"承德供电公司","滦平县供电公司","金沟屯镇供电所","西沟满族乡","梁前村","1502645363","西大梁前公变","绿",47.3204,0]
[194,"承德供电公司","滦平县供电公司","金沟屯镇供电所","西沟满族乡","梁前村","1503454705","西大梁前2公变","绿",80.9835,0]
[195,"承德供电公司","滦平县供电公司","金沟屯镇供电所","西沟满族乡","朝梁后村","1502725120","西大朝梁后公变","绿",24.9336,0]
[196,"承德供电公司","滦平县供电公司","金沟屯镇供电所","西沟满族乡","朝梁后村","1503454704","西大朝梁后二公变","绿",72.1321,0]
[197,"承德供电公司","滦平县供电公司","金沟屯镇供电所","西沟满族乡","山咀村","1503454732","西大山咀2公变","绿",22.0682,0]
[198,"承德供电公司","滦平县供电公司","金沟屯镇供电所","西沟满族乡","夹皮沟村","1502645384","西大夹皮沟公变","绿",25.77,0]
[199,"承德供电公司","滦平县供电公司","金沟屯镇供电所","西沟满族乡","头道河村","1502645375","西大头道河公变","绿",91.392,0]
[200,"承德供电公司","滦平县供电公司","金沟屯镇供电所","西沟满族乡","大河西村","1502645367","西大大河西公变","绿",71.52,0]
[201,"承德供电公司","滦平县供电公司","金沟屯镇供电所","西沟满族乡","大河西村","1503459301","西大大河西2公变","绿",84.174,0]
[202,"承德供电公司","滦平县供电公司","金沟屯镇供电所","西沟满族乡","三道沟村","1502645358","西大农场公变","绿",24.6928,0]
[203,"承德供电公司","滦平县供电公司","金沟屯镇供电所","西沟满族乡","八道河村","1502645365","西大八道河公变","绿",47.9179,0]
[204,"承德供电公司","滦平县供电公司","金沟屯镇供电所","西沟满族乡","老仟村","1502645347","西大仟松沟公变","绿",14.2863,0]
[205,"承德供电公司","滦平县供电公司","金沟屯镇供电所","西沟满族乡","二道河村","1502645376","西大二道河公变","绿",21.2581,0]
[206,"承德供电公司","滦平县供电公司","金沟屯镇供电所","西沟满族乡","二道沟门村","1502645380","西大二道沟门公变","绿",64.7284,0]
[207,"承德供电公司","滦平县供电公司","金沟屯镇供电所","西沟满族乡","三道沟村","1502645348","西大二道沟公变","绿",20.81,0]
[208,"承德供电公司","滦平县供电公司","金沟屯镇供电所","西沟满族乡","东沟门石岩子村","1503454723","西大东沟门石岩子公变","绿",82.9518,0]
[209,"承德供电公司","滦平县供电公司","金沟屯镇供电所","西沟满族乡","东沟门村","1502645378","西大东沟门公变","绿",94.7949,0]
[210,"承德供电公司","滦平县供电公司","金沟屯镇供电所","西沟满族乡","山咀村","1502645346","西大东沟门二队公变","绿",80.9278,0]
[211,"承德供电公司","滦平县供电公司","金沟屯镇供电所","西沟满族乡","山咀村","1502645345","西大东沟门三队公变","绿",37.9635,0]
[212,"承德供电公司","滦平县供电公司","金沟屯镇供电所","西沟满族乡","东沟门村","1503454719","西大东沟门2公变","绿",103.4503,0]
[213,"承德供电公司","滦平县供电公司","金沟屯镇供电所","西沟满族乡","下半岩子村","1502645356","西大下半岩子公变","绿",69.78,0]
[214,"承德供电公司","滦平县供电公司","金沟屯镇供电所","西沟满族乡","下半岩子村","1503454721","西大下半岩子2公变","绿",84.4753,0]
[215,"承德供电公司","滦平县供电公司","金沟屯镇供电所","西沟满族乡","下半岩子村","1502645357","西大上半岩子公变","绿",38.43,0]
[216,"承德供电公司","滦平县供电公司","金沟屯镇供电所","西沟满族乡","三道沟村","1502645349","西大三道沟公变","绿",31.6262,0]
[217,"承德供电公司","滦平县供电公司","金沟屯镇供电所","西沟满族乡","三道沟村","1503454718","西大三道沟2公变","绿",17.0408,0]
[218,"承德供电公司","滦平县供电公司","金沟屯镇供电所","西沟满族乡","槐树村","1502645364","西大七道河公变","绿",90.006,0]
[219,"承德供电公司","滦平县供电公司","滦平镇供电所","滦平镇","西台子","0503510001","西台子五队2","绿",215.8629,0]
[220,"承德供电公司","滦平县供电公司","滦平镇供电所","滦平镇","西台子","1503412796","西台子3、4队2","绿",80.6131,0]
[221,"承德供电公司","滦平县供电公司","火斗山镇供电所","马营子满族乡","付家店满族乡三道沟门村","1611231605019665","西北沟新增","红",0,0]
[222,"承德供电公司","滦平县供电公司","安纯沟门镇供电所","平坊乡","上瓦房村","1502718959","虎大511线路闫家西沟公变","红",0,0]
[223,"承德供电公司","滦平县供电公司","安纯沟门镇供电所","安纯沟门镇","上瓦房村","1502718960","虎大511线路闫家公变","红",0,0]
[224,"承德供电公司","滦平县供电公司","虎什哈镇供电所","虎什哈镇","西营坊村红旗","1503454830","虎大511线路红旗二台区","红",0,0]
[225,"承德供电公司","滦平县供电公司","安纯沟门镇供电所","安纯沟门镇","上瓦房村","1502720598","虎大511线路林营公变","红",0,0]
[226,"承德供电公司","滦平县供电公司","安纯沟门镇供电所","安纯沟门镇","上瓦房村","1502720593","虎大511线路曹卧铺公变","红",0,0]
[227,"承德供电公司","滦平县供电公司","安纯沟门镇供电所","平坊乡","小白旗村","1502718955","虎大511线路庙沟公变","红",0,0]
[228,"承德供电公司","滦平县供电公司","安纯沟门镇供电所","安纯沟门镇","五道河村","1502720596","虎大511线路平甸子公变","红",0,0]
[229,"承德供电公司","滦平县供电公司","安纯沟门镇供电所","平坊乡","上瓦房村","1502718958","虎大511线路小西沟公变","红",0,0]
[230,"承德供电公司","滦平县供电公司","安纯沟门镇供电所","安纯沟门镇","小白旗村","1503396666","虎大511线路小白旗村西台区","红",0,0]
[231,"承德供电公司","滦平县供电公司","安纯沟门镇供电所","安纯沟门镇","小白旗村","1503396661","虎大511线路小白旗村东台区","红",0,0]
[232,"承德供电公司","滦平县供电公司","安纯沟门镇供电所","平坊乡","小白旗村","1502718954","虎大511线路小白旗公变","红",0,0]
[233,"承德供电公司","滦平县供电公司","安纯沟门镇供电所","安纯沟门镇","小白旗村","1502720597","虎大511线路原小白旗乡直公变","红",0,0]
[234,"承德供电公司","滦平县供电公司","安纯沟门镇供电所","平坊乡","小白旗村","1502718953","虎大511线路北沟变公变","红",0,0]
[235,"承德供电公司","滦平县供电公司","安纯沟门镇供电所","安纯沟门镇","五道河村","1502720591","虎大511线路八道河公变","红",0,0]
[236,"承德供电公司","滦平县供电公司","安纯沟门镇供电所","安纯沟门镇","五道河村","1503454799","虎大511线路五道河北阳坡台区","红",0,0]
[237,"承德供电公司","滦平县供电公司","安纯沟门镇供电所","安纯沟门镇","五道河村","1502720592","虎大511线路五道河公变","红",0,0]
[238,"承德供电公司","滦平县供电公司","安纯沟门镇供电所","安纯沟门镇","五道河村","1502720595","虎大511线路二道河新村公变","红",0,0]
[239,"承德供电公司","滦平县供电公司","安纯沟门镇供电所","平坊乡","五道河村","1502718952","虎大511线路二道河公变","红",0,0]
[240,"承德供电公司","滦平县供电公司","安纯沟门镇供电所","平坊乡","上瓦房村","1502718957","虎大511线路东台公变","红",0,0]
[241,"承德供电公司","滦平县供电公司","安纯沟门镇供电所","安纯沟门镇","上瓦房村","1502720594","虎大511线路下瓦房公变","红",0,0]
[242,"承德供电公司","滦平县供电公司","安纯沟门镇供电所","平坊乡","上瓦房村","1502718956","虎大511线路上瓦房公变","红",0,0]
[243,"承德供电公司","滦平县供电公司","张百湾镇供电所","张百湾镇","下洼子村","1502652523","蓝旗517黄营子公变","绿",48.3329,0]
[244,"承德供电公司","滦平县供电公司","张百湾镇供电所","张百湾镇","下洼子村","1502759764","蓝旗517黄营子东台公变","绿",22.6119,0]
[245,"承德供电公司","滦平县供电公司","张百湾镇供电所","张百湾镇","下洼子村","1502652520","蓝旗517窑沟公变","绿",13.3332,0]
[246,"承德供电公司","滦平县供电公司","张百湾镇供电所","张百湾镇","偏道子村","1502652518","蓝旗517河西公变","绿",66.0041,0]
[247,"承德供电公司","滦平县供电公司","张百湾镇供电所","张百湾镇","偏道子村","1502652527","蓝旗517河东南台公变","绿",1.7338,0]
[248,"承德供电公司","滦平县供电公司","张百湾镇供电所","张百湾镇","下洼子村","1502652526","蓝旗517扁岩沟公变","绿",16.0201,0]
[249,"承德供电公司","滦平县供电公司","张百湾镇供电所","张百湾镇","下洼子村","1502652519","蓝旗517山嘴公变","绿",50.5804,0]
[250,"承德供电公司","滦平县供电公司","张百湾镇供电所","张百湾镇","下洼子村","1502652522","蓝旗517姜营子公变","绿",2.52,0]
[251,"承德供电公司","滦平县供电公司","张百湾镇供电所","张百湾镇","下洼子村","1503454905","蓝旗517姜营子二公变","绿",19.919,0]
[252,"承德供电公司","滦平县供电公司","张百湾镇供电所","张百湾镇","偏道子村","1502652517","蓝旗517偏道子公变","绿",32.8488,0]
[253,"承德供电公司","滦平县供电公司","张百湾镇供电所","张百湾镇","偏道子村","1503396889","蓝旗517偏道子二公变","绿",149.1099,0]
[254,"承德供电公司","滦平县供电公司","张百湾镇供电所","张百湾镇","下洼子村","1502652524","蓝旗517二铺公变","绿",10.0901,0]
[255,"承德供电公司","滦平县供电公司","张百湾镇供电所","张百湾镇","偏道子村","1502652528","蓝旗517二道沟门公变","绿",47.8795,0]
[256,"承德供电公司","滦平县供电公司","张百湾镇供电所","张百湾镇","偏道子村","1503454907","蓝旗517二道沟门二公变","绿",13.8528,0]
[257,"承德供电公司","滦平县供电公司","张百湾镇供电所","张百湾镇","下洼子村","1502652521","蓝旗517下洼子公变","绿",67.9043,0]
[258,"承德供电公司","滦平县供电公司","金沟屯镇供电所","金沟屯镇","荒地","1606241905014579","荒地3公变","绿",198.906,0]
[259,"承德供电公司","滦平县供电公司","金沟屯镇供电所","金沟屯镇","苏家坟","1606241805046106","苏家坟2公变","红",0,0]
[260,"承德供电公司","滦平县供电公司","巴克什营镇供电所","两间房镇","色树沟村","1503396707","色树沟炭局子公变","绿",92.9247,0]
[261,"承德供电公司","滦平县供电公司","滦平镇供电所","滦平镇","鞍匠屯社区","1502684581","老法院","绿",68.5074,0]
[262,"承德供电公司","滦平县供电公司","滦平镇供电所","中兴路街道","北大街社区","1503196421","老干部局2综合变新增","绿",192.7043,0]
[263,"承德供电公司","滦平县供电公司","金沟屯镇供电所","西沟满族乡","老仟河东村","1606241305051161","老仟河东公变","绿",17.9196,0]
[264,"承德供电公司","滦平县供电公司","长山峪镇供电所","长山峪镇","三道梁村","1609251005003851","绿康园","绿",80,0]
[265,"承德供电公司","滦平县供电公司","滦平镇供电所","中兴路街道","桥西社区","1503404041","纸箱厂墙外变台","绿",99.52,0]
[266,"承德供电公司","滦平县供电公司","两间房镇供电所","两间房镇","三岔口村","1502761116","红石岩公变","绿",66.8142,0]
[267,"承德供电公司","滦平县供电公司","两间房镇供电所","两间房镇","三岔口村","1609231405217673","红石岩东沟公变","绿",63.0915,0]
[268,"承德供电公司","滦平县供电公司","红旗镇供电所","红旗镇","西沟村","1502760585","红白513线路西沟门公变","绿",118.55,0]
[269,"承德供电公司","滦平县供电公司","红旗镇供电所","红旗镇","南白旗村","1607251005002033","红白513线路西沟门2号","绿",154.9678,0]
[270,"承德供电公司","滦平县供电公司","红旗镇供电所","红旗镇","西沟村","1502760467","红白513线路西沟石门公变","绿",87.14,0]
[271,"承德供电公司","滦平县供电公司","红旗镇供电所","红旗镇","西沟村","1503401608","红白513线路西沟瓦房公变","绿",15.0448,0]
[272,"承德供电公司","滦平县供电公司","红旗镇供电所","红旗镇","西沟村","1503454820","红白513线路西沟公变","绿",23.1006,0]
[273,"承德供电公司","滦平县供电公司","红旗镇供电所","红旗镇","河东村","1503400732","红白513线路河东西公变","绿",31.8212,0]
[274,"承德供电公司","滦平县供电公司","红旗镇供电所","红旗镇","河东村","1502760584","红白513线路河东新村公变","绿",132.1363,0]
[275,"承德供电公司","滦平县供电公司","红旗镇供电所","红旗镇","河东村","1502760137","红白513线路河东公变","绿",197.9296,98]
[276,"承德供电公司","滦平县供电公司","红旗镇供电所","红旗镇","曹碾地村","1503454821","红白513线路槽碾地南公变","绿",128.9375,0]
[277,"承德供电公司","滦平县供电公司","红旗镇供电所","红旗镇","曹碾地村","1502760463","红白513线路槽碾地公变","绿",165.4206,0]
[278,"承德供电公司","滦平县供电公司","红旗镇供电所","红旗镇","杨树沟门村","1502760464","红白513线路杨树沟门新村公变","绿",34.9292,0]
[279,"承德供电公司","滦平县供电公司","红旗镇供电所","红旗镇","北白旗村","1612252305085294","红白513线路杨树沟门新村2号","绿",252,0]
[280,"承德供电公司","滦平县供电公司","红旗镇供电所","红旗镇","杨树沟门村","1502760135","红白513线路杨树沟门公变","绿",30.9365,0]
[281,"承德供电公司","滦平县供电公司","红旗镇供电所","红旗镇","杨树沟村","1502760468","红白513线路杨树沟南岔公变","绿",9.3777,0]
[282,"承德供电公司","滦平县供电公司","红旗镇供电所","红旗镇","杨树沟村","1502759949","红白513线路杨树沟北沟脑公变","绿",1.4019,0]
[283,"承德供电公司","滦平县供电公司","红旗镇供电所","红旗镇","杨树沟村","1502759950","红白513线路杨树沟北岔公变","绿",4.6889,0]
[284,"承德供电公司","滦平县供电公司","红旗镇供电所","红旗镇","杨树沟村","1502761396","红白513线路杨树沟公变","绿",66.1111,0]
[285,"承德供电公司","滦平县供电公司","红旗镇供电所","红旗镇","杨树沟村","1503400734","红白513线路杨树沟下铺公变","绿",3.0326,0]
[286,"承德供电公司","滦平县供电公司","红旗镇供电所","红旗镇","杨树沟村","1503454819","红白513线路杨树沟上坎公变","绿",25.8657,0]
[287,"承德供电公司","滦平县供电公司","红旗镇供电所","红旗镇","塔子沟村","1502760136","红白513线路塔子沟西公变","绿",78.15,0]
[288,"承德供电公司","滦平县供电公司","红旗镇供电所","红旗镇","塔子沟村","1502759867","红白513线路塔子沟新村公变","绿",52.93,0]
[289,"承德供电公司","滦平县供电公司","红旗镇供电所","红旗镇","塔子沟村","1612251505029709","红白513线路塔子沟新村2号公变","绿",113.12,0]
[290,"承德供电公司","滦平县供电公司","红旗镇供电所","红旗镇","塔子沟村","1503396664","红白513线路塔子沟南岔沟门公变","绿",58.1011,0]
[291,"承德供电公司","滦平县供电公司","红旗镇供电所","红旗镇","塔子沟村","1503400736","红白513线路塔子沟南岔沟脑","绿",21.2802,0]
[292,"承德供电公司","滦平县供电公司","红旗镇供电所","红旗镇","塔子沟村","1502759951","红白513线路塔子沟南岔公变","绿",25.56,0]
[293,"承德供电公司","滦平县供电公司","红旗镇供电所","红旗镇","塔子沟村","1502759868","红白513线路塔子沟北岔公变","绿",24.2621,0]
[294,"承德供电公司","滦平县供电公司","红旗镇供电所","红旗镇","塔子沟村","1502759866","红白513线路塔子沟公变","绿",242.4265,0]
[295,"承德供电公司","滦平县供电公司","红旗镇供电所","红旗镇","塔子沟村","1503454818","红白513线路塔子沟东公变","绿",344.6623,0]
[296,"承德供电公司","滦平县供电公司","红旗镇供电所","红旗镇","南白旗村","1609240305003061","红白513线路南白旗牤牛沟门公变","绿",52.5971,0]
[297,"承德供电公司","滦平县供电公司","红旗镇供电所","红旗镇","南白旗村","1502760462","红白513线路南白旗后地公变","绿",155.0559,0]
[298,"承德供电公司","滦平县供电公司","红旗镇供电所","红旗镇","南白旗村","1502760461","红白513线路南白旗公变","绿",43.6072,0]
[299,"承德供电公司","滦平县供电公司","红旗镇供电所","红旗镇","南白旗村","1611230205014511","红白513线路南白旗2号公变","绿",268.0381,0]
[300,"承德供电公司","滦平县供电公司","红旗镇供电所","红旗镇","半砬子村","1503454817","红白513线路半砬子北公变","绿",114.2137,0]
[301,"承德供电公司","滦平县供电公司","红旗镇供电所","红旗镇","半砬子村","1502760458","红白513线路半砬子公变","绿",82.27,0]
[302,"承德供电公司","滦平县供电公司","红旗镇供电所","红旗镇","半砬子村","1611230205019848","红白513线路半砬子2号公变","绿",24.2063,0]
[303,"承德供电公司","滦平县供电公司","红旗镇供电所","红旗镇","北白旗村","1503401609","红白513线路北白旗站外公变","绿",23.1584,0]
[304,"承德供电公司","滦平县供电公司","红旗镇供电所","红旗镇","北白旗村","1502795399","红白513线路北白旗新村公变","绿",133.28,0]
[305,"承德供电公司","滦平县供电公司","红旗镇供电所","红旗镇","北白旗村","1503401610","红白513线路北白旗公变","绿",235.1339,0]
[306,"承德供电公司","滦平县供电公司","红旗镇供电所","红旗镇","西沟村","1502795799","红白513线路五、六队公变","绿",23.6369,0]
[307,"承德供电公司","滦平县供电公司","红旗镇供电所","红旗镇","东沟村","1503400733","红白513线路东沟门公变","绿",168.788,0]
[308,"承德供电公司","滦平县供电公司","红旗镇供电所","红旗镇","东沟村","1502760460","红白513线路东沟里公变","绿",190.0359,0]
[309,"承德供电公司","滦平县供电公司","红旗镇供电所","红旗镇","东沟村","1611230205019852","红白513线路东沟里2号公变","绿",214.9276,0]
[310,"承德供电公司","滦平县供电公司","红旗镇供电所","红旗镇","东沟村","1502760459","红白513线路东沟公变","绿",355.8579,0]
[311,"承德供电公司","滦平县供电公司","红旗镇供电所","红旗镇","红旗村","1502760448","红梁511线路红旗西大地公变","绿",145.76,0]
[312,"承德供电公司","滦平县供电公司","红旗镇供电所","红旗镇","红旗村","1502761124","红梁511线路红旗西公变","绿",244.23,0]
[313,"承德供电公司","滦平县供电公司","红旗镇供电所","红旗镇","红旗村","1502920687","红梁511线路红旗北台公变","绿",133.52,0]
[314,"承德供电公司","滦平县供电公司","红旗镇供电所","红旗镇","桥头村","1502760455","红梁511线路碾子沟公变","绿",19.55,0]
[315,"承德供电公司","滦平县供电公司","红旗镇供电所","红旗镇","桥头村","1502760456","红梁511线路梁底下公变","绿",13.77,0]
[316,"承德供电公司","滦平县供电公司","红旗镇供电所","红旗镇","桥头村","1502760552","红梁511线路梁底下东公变","绿",92.1918,0]
[317,"承德供电公司","滦平县供电公司","红旗镇供电所","红旗镇","桥头村","1502760454","红梁511线路桥头西公变","绿",7.05,0]
[318,"承德供电公司","滦平县供电公司","红旗镇供电所","红旗镇","桥头村","1502760449","红梁511线路桥头新村公变","绿",104.532,0]
[319,"承德供电公司","滦平县供电公司","红旗镇供电所","红旗镇","桥头村","0503684379","红梁511线路桥头大桥头公变","绿",27.5744,0]
[320,"承德供电公司","滦平县供电公司","红旗镇供电所","红旗镇","桥头村","1502760450","红梁511线路桥头东营公变","绿",123,0]
[321,"承德供电公司","滦平县供电公司","红旗镇供电所","红旗镇","桥头村","1502760452","红梁511线路桥头东公变","绿",74.3713,0]
[322,"承德供电公司","滦平县供电公司","红旗镇供电所","红旗镇","桥头村","1606241605000629","红梁511线路桥头东2号公变","绿",44.4584,0]
[323,"承德供电公司","滦平县供电公司","红旗镇供电所","红旗镇","南窑村","1502759628","红梁511线路南窑公变","绿",6.5238,0]
[324,"承德供电公司","滦平县供电公司","红旗镇供电所","红旗镇","北大坡村","1502760451","红梁511线路北大坡公变","绿",77.2326,0]
[325,"承德供电公司","滦平县供电公司","红旗镇供电所","红旗镇","红旗村","0503567172","红旗镇政府充电桩配电变压器","绿",504.1856,0]
[326,"承德供电公司","滦平县供电公司","红旗镇供电所","小营镇","红旗新区","0503631193","红小512线路红旗新区D区箱变间隔配电变压器","绿",380.6722,0]
[327,"承德供电公司","滦平县供电公司","红旗镇供电所","小营镇","红旗新区","0503631192","红小512线路红旗新区C区箱变间隔配电变压器","绿",473.2298,0]
[328,"承德供电公司","滦平县供电公司","红旗镇供电所","红旗镇","大沟村","0503631175","红小512线路红旗新区A区箱变间隔配电变压器","绿",510.3,0]
[329,"承德供电公司","滦平县供电公司","红旗镇供电所","红旗镇","红旗村","1503395007","红小512线路红旗富家沟","绿",50.3887,0]
[330,"承德供电公司","滦平县供电公司","红旗镇供电所","红旗镇","红旗村","1502795535","红小512线路红旗中公变","绿",16.5194,0]
[331,"承德供电公司","滦平县供电公司","红旗镇供电所","红旗镇","红旗村","1606241605004076","红小512线路红旗中2号公变","绿",98.3954,0]
[332,"承德供电公司","滦平县供电公司","红旗镇供电所","红旗镇","红旗村","1502795829","红小512线路红旗东公变","绿",301.5361,0]
[333,"承德供电公司","滦平县供电公司","红旗镇供电所","红旗镇","大沟村","1503395000","红小512线路水泉沟南","绿",51.6855,0]
[334,"承德供电公司","滦平县供电公司","红旗镇供电所","红旗镇","大沟村","1502759632","红小512线路水泉沟公变","绿",34.0668,0]
[335,"承德供电公司","滦平县供电公司","红旗镇供电所","红旗镇","大沟村","0503512049","红小512线路水泉沟东公变","绿",53.5594,0]
[336,"承德供电公司","滦平县供电公司","红旗镇供电所","红旗镇","大沟村","1503395002","红小512线路廉围子南","绿",18.5461,0]
[337,"承德供电公司","滦平县供电公司","红旗镇供电所","红旗镇","大沟村","1502760134","红小512线路廉围子公变","绿",5.5031,0]
[338,"承德供电公司","滦平县供电公司","红旗镇供电所","红旗镇","大沟村","1503400741","红小512线路大苇子沟南","绿",72.8779,0]
[339,"承德供电公司","滦平县供电公司","红旗镇供电所","红旗镇","大苇子沟村","1502759630","红小512线路大苇子沟公变","绿",30.7721,0]
[340,"承德供电公司","滦平县供电公司","红旗镇供电所","红旗镇","大沟村","1502759631","红小512线路大沟新村公变","绿",41.1,50]
[341,"承德供电公司","滦平县供电公司","红旗镇供电所","红旗镇","大沟村","1611230205014515","红小512线路大沟新村2号公变","绿",47.5599,0]
[342,"承德供电公司","滦平县供电公司","红旗镇供电所","红旗镇","大沟村","1502761394","红小512线路大沟台区公变","绿",48.6674,30]
[343,"承德供电公司","滦平县供电公司","红旗镇供电所","红旗镇","大沟村","1502761395","红小512线路大沟南公变","绿",56.83,0]
[344,"承德供电公司","滦平县供电公司","红旗镇供电所","红旗镇","大沟村","1503403487","红小512线路大沟南2号","绿",32.6568,0]
[345,"承德供电公司","滦平县供电公司","红旗镇供电所","红旗镇","大沟村","1503403485","红小512线路大沟东公变","绿",91.971,0]
[346,"承德供电公司","滦平县供电公司","滦平镇供电所","中兴路街道","中街社区","0503536502","福源小区1高压间隔配电变压器","绿",683.46,0]
[347,"承德供电公司","滦平县供电公司","火斗山镇供电所","马营子满族乡","石门村","1601261205004552","石门二台区","红",0,0]
[348,"承德供电公司","滦平县供电公司","火斗山镇供电所","火斗山镇","火斗山镇长海沟门村","1502645844","石门上公变","绿",45.2112,0]
[349,"承德供电公司","滦平县供电公司","金沟屯镇供电所","金沟屯镇","石门村","1606241805041682","石门2公变","红",0,0]
[350,"承德供电公司","滦平县供电公司","巴克什营镇供电所","两间房镇","大石门村","1502647915","石洞沟门公变","绿",26.9443,0]
[351,"承德供电公司","滦平县供电公司","巴克什营镇供电所","两间房镇","石峰沟村","1503403497","石峰沟东井公变","绿",13.4731,0]
[352,"承德供电公司","滦平县供电公司","巴克什营镇供电所","两间房镇","石峰沟村","1502647905","石丰沟公变","绿",12.7773,0]
[353,"承德供电公司","滦平县供电公司","滦平镇供电所","中兴路街道办事处","东街社区","0503536501","电缆段高压间隔配电变压器","绿",516.99,0]
[354,"承德供电公司","滦平县供电公司","滦平镇供电所","中兴路街道","东街社区","1503404078","电力局2号变","绿",359.24,0]
[355,"承德供电公司","滦平县供电公司","滦平镇供电所","中兴路街道","东街社区","1503404075","电力局1号变","绿",555.86,0]
[356,"承德供电公司","滦平县供电公司","火斗山镇供电所","火斗山镇","火斗山镇边营村","1611230805006090","王营二台区","绿",124.0629,0]
[357,"承德供电公司","滦平县供电公司","两间房镇供电所","两间房镇","三岔口村","1503454696","牤牛沟新公变","绿",81.1858,0]
[358,"承德供电公司","滦平县供电公司","火斗山镇供电所","付家店满族乡","付家店村","0503681976","火马512线路青龙泉四组（新）台区公变（TTU）","绿",57.4935,0]
[359,"承德供电公司","滦平县供电公司","火斗山镇供电所","付家店满族乡","付家店满族乡付家店村","1503396696","火马512线路付家店新增2台区","绿",57.4935,0]
[360,"承德供电公司","滦平县供电公司","巴克什营镇供电所","两间房镇","两间房村","1503400680","火石沟小梁西公变","绿",1.726,0]
[361,"承德供电公司","滦平县供电公司","火斗山镇供电所","火斗山镇","火斗山镇火斗山村","1611230805005532","火斗山二台区","绿",143.8918,0]
[362,"承德供电公司","滦平县供电公司","火斗山镇供电所","火斗山镇","火斗山镇井上村","1503400809","火拉511龙潭沟新","绿",45.5006,0]
[363,"承德供电公司","滦平县供电公司","火斗山镇供电所","马营子满族乡","马营子满族乡龙潭沟村","1502645822","火拉511龙潭沟二组公变","红",0,0]
[364,"承德供电公司","滦平县供电公司","火斗山镇供电所","火斗山镇","火斗山镇井上村","1502645402","火拉511龙潭沟","绿",27.8162,0]
[365,"承德供电公司","滦平县供电公司","火斗山镇供电所","马营子满族乡","马营子满族乡高营子村","1502645824","火拉511高营子公变","红",0,0]
[366,"承德供电公司","滦平县供电公司","火斗山镇供电所","马营子满族乡","马营子满族乡龙潭沟村","1502645821","火拉511马二道沟门公变","红",0,0]
[367,"承德供电公司","滦平县供电公司","火斗山镇供电所","火斗山镇","火斗山镇长海沟门村","1503400808","火拉511长海沟门新","绿",95.1454,0]
[368,"承德供电公司","滦平县供电公司","火斗山镇供电所","火斗山镇","火斗山镇长海沟门村","1502645406","火拉511长海沟门","绿",90.2256,0]
[369,"承德供电公司","滦平县供电公司","火斗山镇供电所","火斗山镇","火斗山镇拉海沟村","1502645775","火拉511铃铛木沟","绿",67.8666,0]
[370,"承德供电公司","滦平县供电公司","火斗山镇供电所","火斗山镇","火斗山镇长海沟门村","1502645399","火拉511钓鱼台","绿",24.5814,0]
[371,"承德供电公司","滦平县供电公司","火斗山镇供电所","火斗山镇","火斗山镇边营村","1503400801","火拉511边营新","绿",92.5537,0]
[372,"承德供电公司","滦平县供电公司","火斗山镇供电所","火斗山镇","边营村","1611241105032052","火拉511边营三台区","绿",56.4134,0]
[373,"承德供电公司","滦平县供电公司","火斗山镇供电所","火斗山镇","火斗山镇边营村","1502645403","火拉511边营","绿",100.6582,0]
[374,"承德供电公司","滦平县供电公司","火斗山镇供电所","火斗山镇","火斗山镇长海沟门村","1503400786","火拉511线路钓鱼台新","绿",52.0147,0]
[375,"承德供电公司","滦平县供电公司","火斗山镇供电所","火斗山镇","火斗山镇张家沟门村","1503400789","火拉511线路张家沟门上营新","绿",32.3272,0]
[376,"承德供电公司","滦平县供电公司","火斗山镇供电所","火斗山镇","火斗山镇拉海沟村","1503400787","火拉511线路三道沟新","绿",88.4544,0]
[377,"承德供电公司","滦平县供电公司","火斗山镇供电所","火斗山镇","火斗山镇拉海沟村","1502645411","火拉511窑沟","绿",85.2739,0]
[378,"承德供电公司","滦平县供电公司","火斗山镇供电所","火斗山镇","火斗山镇张家沟门村","1611241105030654","火拉511石棚子公变","绿",81.2816,0]
[379,"承德供电公司","滦平县供电公司","火斗山镇供电所","火斗山镇","火斗山镇边营村","1502645404","火拉511王营","绿",16.059,0]
[380,"承德供电公司","滦平县供电公司","火斗山镇供电所","火斗山镇","火斗山镇张家沟门村","1503400728","火拉511河北(新)","绿",165.5948,0]
[381,"承德供电公司","滦平县供电公司","火斗山镇供电所","火斗山镇","火斗山镇边营村","1502645396","火拉511榆树下","绿",173.1134,0]
[382,"承德供电公司","滦平县供电公司","火斗山镇供电所","火斗山镇","火斗山镇孙营村","1502645774","火拉511曹营","绿",64.1451,0]
[383,"承德供电公司","滦平县供电公司","火斗山镇供电所","火斗山镇","拉海沟村","1610241005061988","火拉511拉海沟（TTU）","绿",180.6691,0]
[384,"承德供电公司","滦平县供电公司","火斗山镇供电所","火斗山镇","火斗山镇拉海沟村","1502645407","火拉511拉海沟","绿",65.1318,0]
[385,"承德供电公司","滦平县供电公司","火斗山镇供电所","火斗山镇","火斗山镇长海沟门村","1502645410","火拉511得胜领","绿",27.6744,0]
[386,"承德供电公司","滦平县供电公司","火斗山镇供电所","火斗山镇","张家沟门村","1611241105032048","火拉511张家沟门二台区","绿",10.2821,0]
[387,"承德供电公司","滦平县供电公司","火斗山镇供电所","火斗山镇","火斗山镇张家沟门村","1502645394","火拉511张家沟门","绿",72.9295,0]
[388,"承德供电公司","滦平县供电公司","火斗山镇供电所","火斗山镇","火斗山镇孙营村","1503400800","火拉511孙营新）","绿",142.7708,0]
[389,"承德供电公司","滦平县供电公司","火斗山镇供电所","火斗山镇","火斗山镇孙营村","1502645776","火拉511孙营","绿",42.2623,0]
[390,"承德供电公司","滦平县供电公司","火斗山镇供电所","火斗山镇","火斗山镇长海沟门村","1503400775","火拉511大店子新","绿",180.2639,0]
[391,"承德供电公司","滦平县供电公司","火斗山镇供电所","火斗山镇","火斗山镇长海沟门村","1502645405","火拉511大店子","绿",65.6207,0]
[392,"承德供电公司","滦平县供电公司","火斗山镇供电所","火斗山镇","火斗山镇井上村","1503400804","火拉511大北沟新","绿",90.1289,0]
[393,"承德供电公司","滦平县供电公司","火斗山镇供电所","火斗山镇","火斗山镇孙营村","1502645777","火拉511大北沟","绿",43.1862,0]
[394,"承德供电公司","滦平县供电公司","火斗山镇供电所","火斗山镇","火斗山镇张家沟门村","1502645393","火拉511南石门","绿",32.7602,0]
[395,"承德供电公司","滦平县供电公司","火斗山镇供电所","火斗山镇","火斗山镇边营村","1503400772","火拉511南沟门新","绿",54.7959,0]
[396,"承德供电公司","滦平县供电公司","火斗山镇供电所","火斗山镇","火斗山镇边营村","1502645397","火拉511南沟门","绿",64.0008,0]
[397,"承德供电公司","滦平县供电公司","火斗山镇供电所","火斗山镇","火斗山镇张家沟门村","1502645392","火拉511半沟","绿",24.5496,0]
[398,"承德供电公司","滦平县供电公司","火斗山镇供电所","火斗山镇","火斗山镇刘营村","1503400754","火拉511刘营五队新","绿",36.232,0]
[399,"承德供电公司","滦平县供电公司","火斗山镇供电所","火斗山镇","火斗山镇刘营村","1502645778","火拉511刘营","绿",95.9402,0]
[400,"承德供电公司","滦平县供电公司","火斗山镇供电所","火斗山镇","火斗山镇刘营村","1503400731","火拉511刘营(新)","绿",92.6964,0]
[401,"承德供电公司","滦平县供电公司","火斗山镇供电所","火斗山镇","火斗山镇张家沟门村","1502645391","火拉511关达沟","绿",41.55,0]
[402,"承德供电公司","滦平县供电公司","火斗山镇供电所","火斗山镇","火斗山镇井上村","1503400774","火拉511井上新","绿",79.7704,0]
[403,"承德供电公司","滦平县供电公司","火斗山镇供电所","火斗山镇","火斗山镇井上村","1502645400","火拉511井上下营","绿",19.3587,0]
[404,"承德供电公司","滦平县供电公司","火斗山镇供电所","火斗山镇","火斗山镇井上村","1503400746","火拉511井上下营(新)","绿",93.1901,0]
[405,"承德供电公司","滦平县供电公司","火斗山镇供电所","火斗山镇","火斗山镇井上村","1502645401","火拉511井上","绿",50.4365,0]
[406,"承德供电公司","滦平县供电公司","火斗山镇供电所","火斗山镇","火斗山镇拉海沟村","1502645409","火拉511二道沟","绿",45.3885,0]
[407,"承德供电公司","滦平县供电公司","火斗山镇供电所","火斗山镇","火斗山镇边营村","1502645389","火拉511东沟门","绿",25.4769,0]
[408,"承德供电公司","滦平县供电公司","火斗山镇供电所","火斗山镇","火斗山镇边营村","1502645398","火拉511东沟","绿",93.02,0]
[409,"承德供电公司","滦平县供电公司","火斗山镇供电所","火斗山镇","火斗山镇火斗山村","1502645388","火拉511下三岔口","绿",53.0287,0]
[410,"承德供电公司","滦平县供电公司","火斗山镇供电所","火斗山镇","火斗山镇火斗山村","1503400745","火拉511下三岔口(新)","绿",159.5322,0]
[411,"承德供电公司","滦平县供电公司","火斗山镇供电所","火斗山镇","火斗山镇张家沟门村","1502645395","火拉511上营","绿",40.389,0]
[412,"承德供电公司","滦平县供电公司","火斗山镇供电所","火斗山镇","火斗山镇张家沟门村","1503400773","火拉511上三岔口新","绿",169.1323,0]
[413,"承德供电公司","滦平县供电公司","火斗山镇供电所","火斗山镇","火斗山镇张家沟门村","1502645390","火拉511上三岔口","绿",86.1975,0]
[414,"承德供电公司","滦平县供电公司","火斗山镇供电所","火斗山镇","火斗山镇拉海沟村","1502645408","火拉511三道沟","绿",88.9369,0]
[415,"承德供电公司","滦平县供电公司","金沟屯镇供电所","金沟屯镇","滦河沿","1606241905014575","滦河沿西3公变","红",0,0]
[416,"承德供电公司","滦平县供电公司","金沟屯镇供电所","金沟屯镇","滦河沿村","1606241905006681","滦河沿西2公变","红",0,0]
[417,"承德供电公司","滦平县供电公司","滦平镇供电所","滦平镇","三地沟门村","1502798726","滦平镇供电所","绿",115.0703,0]
[418,"承德供电公司","滦平县供电公司","虎什哈镇供电所","五道营子满族乡","老米沟村","1503353568","滦平县五道营子满族乡老米沟村公变","红",0,0]
[419,"承德供电公司","滦平县供电公司","虎什哈镇供电所","五道营子满族乡","大营子村","1503353569","滦平县五道营子满族乡大营子村民委员会","红",0,0]
[420,"承德供电公司","滦平县供电公司","滦平镇供电所","中兴路街道","桥东社区","1503391646","滦平一中综合变高压间隔配电变压器","绿",647.6907,0]
[421,"承德供电公司","滦平县供电公司","安纯沟门镇供电所","安纯沟门镇","李栅子村","0503602952","滦小519线路熊沟沟里变台","绿",49.9447,0]
[422,"承德供电公司","滦平县供电公司","安纯沟门镇供电所","平坊乡","于营村","1503416401","滦小519线路于营村南箱变间隔配电变压器","绿",168.5074,0]
[423,"承德供电公司","滦平县供电公司","安纯沟门镇供电所","安纯沟门镇","曹营村","1503396745","滦小519曹营河南台区","绿",103.8161,0]
[424,"承德供电公司","滦平县供电公司","安纯沟门镇供电所","平坊乡","平坊村",1503396748,"滦小519平坊东台区","绿",163.5841,0]
[425,"承德供电公司","滦平县供电公司","滦平镇供电所","滦平镇","三地沟门村","0503686440","滦东513线路大刁屯二道营公变","绿",81.6961,0]
[426,"承德供电公司","滦平县供电公司","长山峪镇供电所","长山峪镇","东营村","1611232405013018","滦东513线路东营西公变","绿",211.2856,0]
[427,"承德供电公司","滦平县供电公司","长山峪镇供电所","长山峪镇","东营村","1611232405007960","滦东513北街桥头公变","绿",160.9691,0]
[428,"承德供电公司","滦平县供电公司","两间房镇供电所","两间房镇","涝洼村","1503454671","涝洼西公变","绿",174.8046,0]
[429,"承德供电公司","滦平县供电公司","两间房镇供电所","两间房镇","涝洼村","1612250505004793","涝洼粮站公变","绿",320,0]
[430,"承德供电公司","滦平县供电公司","两间房镇供电所","两间房镇","三道沟村","0503496881","涝洼杨家公变","绿",50.7966,0]
[431,"承德供电公司","滦平县供电公司","两间房镇供电所","两间房镇","涝洼村","1612241605034768","涝洼村南台西公变","绿",196.58,0]
[432,"承德供电公司","滦平县供电公司","两间房镇供电所","两间房镇","涝洼村","1503454810","涝洼小石门公变","绿",152.5827,0]
[433,"承德供电公司","滦平县供电公司","两间房镇供电所","两间房镇","涝洼村","1502949205","涝洼南台公变","绿",275.7716,0]
[434,"承德供电公司","滦平县供电公司","两间房镇供电所","两间房镇","涝洼村","1502761227","涝洼公变","绿",292.8501,0]
[435,"承德供电公司","滦平县供电公司","金沟屯镇供电所","金沟屯镇","河南村","1606241805042903","河南2公变","绿",77.8603,0]
[436,"承德供电公司","滦平县供电公司","滦平镇供电所","滦平镇","三地沟门村","0503539592","河北省承德市滦平县公交专用充电站4配电变压器","绿",504.2375,0]
[437,"承德供电公司","滦平县供电公司","滦平镇供电所","滦平镇","三地沟门村","0503539594","河北省承德市滦平县公交专用充电站3配电变压器","绿",504.2821,0]
[438,"承德供电公司","滦平县供电公司","滦平镇供电所","滦平镇","三地沟门村","0503539591","河北省承德市滦平县公交专用充电站2配电变压器","绿",504.2672,0]
[439,"承德供电公司","滦平县供电公司","滦平镇供电所","滦平镇","三地沟门村","0503539593","河北省承德市滦平县公交专用充电站1配电变压器","绿",504.386,0]
[440,"承德供电公司","滦平县供电公司","火斗山镇供电所","火斗山镇","苇子峪村","1611230805005528","沟脑二台区","绿",55.2499,0]
[441,"承德供电公司","滦平县供电公司","滦平镇供电所","中兴路街道","桥西社区","1502685930","残联","绿",48.1614,0]
[442,"承德供电公司","滦平县供电公司","滦平镇供电所","中兴路街道","新建路社区","0503536504","武装部高压间隔配电变压器","绿",725.2,0]
[443,"承德供电公司","滦平县供电公司","火斗山镇供电所","火斗山镇","张家沟门村","1602260305081048","榆树下三台区","红",0,0]
[444,"承德供电公司","滦平县供电公司","两间房镇供电所","两间房镇","三道沟村","1502761238","棋盘地公变","绿",2.3736,0]
[445,"承德供电公司","滦平县供电公司","火斗山镇供电所","付家店满族乡","青松营村","1601260805034373","梁根二台区","绿",80,0]
[446,"承德供电公司","滦平县供电公司","火斗山镇供电所","马营子满族乡","马营子满族乡高营子村","0503665327","桦榆沟新建台区","红",0,0]
[447,"承德供电公司","滦平县供电公司","安纯沟门镇供电所","安纯沟门镇","桑园村","1503454833","桑园村西","红",0,0]
[448,"承德供电公司","滦平县供电公司","安纯沟门镇供电所","安纯沟门镇","桑园村","1606241705043965","桑园村东","绿",16.7391,0]
[449,"承德供电公司","滦平县供电公司","安纯沟门镇供电所","安纯沟门镇","杨树沟门村","1606242105034452","杨树沟门村西变台","绿",94.8713,0]
[450,"承德供电公司","滦平县供电公司","安纯沟门镇供电所","安纯沟门镇","杨树沟门村","1503454712","杨树沟门村东台区","绿",216.4012,0]
[451,"承德供电公司","滦平县供电公司","金沟屯镇供电所","金沟屯镇","杨树沟","1606241905011595","杨树沟2公变","绿",61.8134,0]
[452,"承德供电公司","滦平县供电公司","滦平镇供电所","滦平镇","刘院村","1502671149","李营三公变","绿",110.12,0]
[453,"承德供电公司","滦平县供电公司","滦平镇供电所","滦平镇","刘院村","1503412817","李营2","绿",162.9344,0]
[454,"承德供电公司","滦平县供电公司","安纯沟门镇供电所","平坊乡","路营村","1606241705041630","木须沟里","绿",27.3713,0]
[455,"承德供电公司","滦平县供电公司","安纯沟门镇供电所","平坊乡","路营村","1607240405014792","木须沟二公变","绿",135.699,0]
[456,"承德供电公司","滦平县供电公司","滦平镇供电所","中兴路街道","西街社区","1502684579","木器厂","绿",85.46,0]
[457,"承德供电公司","滦平县供电公司","火斗山镇供电所","马营子满族乡","石门村","1601260805031919","朝领子二台区","绿",80,0]
[458,"承德供电公司","滦平县供电公司","安纯沟门镇供电所","安纯沟门镇","曹营村","1606241705042505","曹营村东","绿",9.7698,0]
[459,"承德供电公司","滦平县供电公司","安纯沟门镇供电所","安纯沟门镇","曹营村","1503454778","曹营子村西台区","绿",161.9522,0]
[460,"承德供电公司","滦平县供电公司","滦平镇供电所","滦平镇","曹营村","1503412795","曹营2","绿",190.0464,0]
[461,"承德供电公司","滦平县供电公司","滦平镇供电所","滦平镇","桥东社区","1609250405030979","文化馆二","绿",423.5909,0]
[462,"承德供电公司","滦平县供电公司","滦平镇供电所","中兴路街道","鞍匠屯社区","1502684580","教委","绿",193.13,0]
[463,"承德供电公司","滦平县供电公司","巴克什营镇供电所","两间房镇","苇塘村","1503400692","抢坡上四组公变","绿",174.4668,0]
[464,"承德供电公司","滦平县供电公司","金沟屯镇供电所","金沟屯镇","丁营","1503396813","承德滦平县10kV金金512线路丁营台区（新）","红",0,0]
[465,"承德供电公司","滦平县供电公司","金沟屯镇供电所","金沟屯镇","滦河沿村","1503396830","承德滦平县10kV金西517线路滦河沿中台区（新）","绿",368.0665,0]
[466,"承德供电公司","滦平县供电公司","金沟屯镇供电所","金沟屯镇","下甸子等台区村","1503396827","承德滦平县10kV金西517线路下甸子等台区1号（新）","绿",171.332,0]
[467,"承德供电公司","滦平县供电公司","金沟屯镇供电所","金沟屯镇","上甸子","1503396829","承德滦平县10kV金西517线路上甸子台区（新）","绿",112.1489,0]
[468,"承德供电公司","滦平县供电公司","火斗山镇供电所","付家店满族乡","付家店满族乡付家店村","1503395045","承德滦平县10kV火马512线路青龙泉台区（新）","绿",53.3928,0]
[469,"承德供电公司","滦平县供电公司","火斗山镇供电所","付家店满族乡","付家店满族乡青松营村","1503400812","承德滦平县10kV火马512线路青松营台区（新）","绿",57.4935,0]
[470,"承德供电公司","滦平县供电公司","火斗山镇供电所","火斗山镇","火斗山镇兴隆庄村","1503400813","承德滦平县10kV火马512线路小石盘台区（新）","绿",57.4935,0]
[471,"承德供电公司","滦平县供电公司","火斗山镇供电所","火斗山镇","火斗山镇兴隆庄村","1503400811","承德滦平县10kV火马512线路兴隆庄台区（新）","绿",33.0582,0]
[472,"承德供电公司","滦平县供电公司","火斗山镇供电所","付家店满族乡","付家店满族乡付家店村","1503395044","承德滦平县10kV火马512线路付家店台区（新）","绿",57.4935,0]
[473,"承德供电公司","滦平县供电公司","张百湾镇供电所","张百湾镇","山前村","1503396723","承德滦平县10kV山前台区（新）","绿",94.88,0]
[474,"承德供电公司","滦平县供电公司","张百湾镇供电所","张百湾镇","山前村","1503396714","承德滦平县10kV山前东台区（新）","绿",44.2573,0]
[475,"承德供电公司","滦平县供电公司","滦平镇供电所","滦平镇","三地沟门村","1502665333","扶贫街","绿",160,0]
[476,"承德供电公司","滦平县供电公司","火斗山镇供电所","火斗山镇","长海海沟门村","1601261105003338","得胜领三台区","绿",80,0]
[477,"承德供电公司","滦平县供电公司","金沟屯镇供电所","金沟屯镇","柳台三队村","1502644074","张河521线路10kV张河521线路柳台三队公变","绿",52.02,0]
[478,"承德供电公司","滦平县供电公司","金沟屯镇供电所","金沟屯镇","曹卧铺村","1502644071","张河521线路10kV张河521线路曹卧铺公变","绿",163.7504,0]
[479,"承德供电公司","滦平县供电公司","张百湾镇供电所","张百湾镇","山前村","1502644072","张河521线路10kV张河521线路山西头公变","绿",92.58,0]
[480,"承德供电公司","滦平县供电公司","金沟屯镇供电所","金沟屯镇","山后村","1502644075","张河521线路10kV张河521线路山后公变","绿",150.7554,0]
[481,"承德供电公司","滦平县供电公司","张百湾镇供电所","张百湾镇","河北村",1502644073,"张河521线路10kV张河521线路下猪店公变","绿",24.0679,0]
[482,"承德供电公司","滦平县供电公司","巴克什营镇供电所","两间房镇","大石门村","1503403492","张栅子六七队公变","绿",17.0926,0]
[483,"承德供电公司","滦平县供电公司","巴克什营镇供电所","两间房镇","大石门村","1502647912","张栅子公变","绿",18.3434,0]
[484,"承德供电公司","滦平县供电公司","张百湾镇供电所","张百湾镇","周台子村","1502644486","张吴51大西场","绿",28.2563,0]
[485,"承德供电公司","滦平县供电公司","张百湾镇供电所","张百湾镇","宋营村","1502644481","张吴513高营","绿",6.2624,0]
[486,"承德供电公司","滦平县供电公司","张百湾镇供电所","张百湾镇","西洼子村","1502644484","张吴513西洼子小区","绿",71.8416,0]
[487,"承德供电公司","滦平县供电公司","张百湾镇供电所","张百湾镇","西井沟村",1503083593,"张吴513西井沟（新）","绿",37.9376,0]
[488,"承德供电公司","滦平县供电公司","张百湾镇供电所","张百湾镇","西井沟村","1503048917","张吴513西井沟西","绿",14.5469,0]
[489,"承德供电公司","滦平县供电公司","张百湾镇供电所","张百湾镇","西井沟村","1502644476","张吴513西井沟南变","绿",16.2143,0]
[490,"承德供电公司","滦平县供电公司","张百湾镇供电所","张百湾镇","西井沟村","1503083591","张吴513西井沟北（新）","绿",47.9739,0]
[491,"承德供电公司","滦平县供电公司","张百湾镇供电所","张百湾镇","西井沟村","1502644473","张吴513西井沟二队","绿",60.9794,0]
[492,"承德供电公司","滦平县供电公司","张百湾镇供电所","张百湾镇","西井沟村","1503083592","张吴513西井沟东（新）","绿",26.3048,0]
[493,"承德供电公司","滦平县供电公司","张百湾镇供电所","张百湾镇","下南沟村","1502897787","张吴513肖台子二台","绿",27.6725,0]
[494,"承德供电公司","滦平县供电公司","张百湾镇供电所","张百湾镇","下南沟村","0503664470","张吴513肖台子三台","绿",4.85,0]
[495,"承德供电公司","滦平县供电公司","张百湾镇供电所","张百湾镇","下南沟村","1502644468","张吴513肖台子","绿",9.6453,0]
[496,"承德供电公司","滦平县供电公司","张百湾镇供电所","张百湾镇","周台子村","1502644487","张吴513窑岭沟","绿",40,0]
[497,"承德供电公司","滦平县供电公司","张百湾镇供电所","张百湾镇","西井沟村","1502644472","张吴513盘龙寺公变","绿",96.2412,0]
[498,"承德供电公司","滦平县供电公司","张百湾镇供电所","张百湾镇","西井沟村","1502644474","张吴513松树沟","绿",24.6085,0]
[499,"承德供电公司","滦平县供电公司","张百湾镇供电所","张百湾镇","西洼子村","1502644483","张吴513平地","绿",15.3805,0]
[500,"承德供电公司","滦平县供电公司","张百湾镇供电所","张百湾镇","下南沟村","1502644482","张吴513干沟梁","绿",9.3612,0]
[501,"承德供电公司","滦平县供电公司","张百湾镇供电所","张百湾镇","山前村","1502644470","张吴513山前公变","绿",146.35,0]
[502,"承德供电公司","滦平县供电公司","张百湾镇供电所","张百湾镇","宋营村","1502644479","张吴513小栅公变","绿",23.2655,0]
[503,"承德供电公司","滦平县供电公司","张百湾镇供电所","张百湾镇","山前村","1502644469","张吴513小山前","绿",74.42,0]
[504,"承德供电公司","滦平县供电公司","张百湾镇供电所","张百湾镇","宋营村","1502644485","张吴513宋营大埔","绿",2.9787,0]
[505,"承德供电公司","滦平县供电公司","张百湾镇供电所","张百湾镇","宋营村","1502644480","张吴513宋营公变","绿",24.7858,0]
[506,"承德供电公司","滦平县供电公司","张百湾镇供电所","张百湾镇","宋营村","1502644477","张吴513大栅子","绿",19.5488,0]
[507,"承德供电公司","滦平县供电公司","张百湾镇供电所","张百湾镇","宋营村","1503454901","张吴513塔梁","绿",81.13,0]
[508,"承德供电公司","滦平县供电公司","张百湾镇供电所","张百湾镇","下南沟村","1503404042","张吴513五马梁(新）","绿",25.5113,0]
[509,"承德供电公司","滦平县供电公司","张百湾镇供电所","张百湾镇","下南沟村","1502644466","张吴513下南沟农场","绿",144.81,0]
[510,"承德供电公司","滦平县供电公司","张百湾镇供电所","张百湾镇","下南沟村","1502644467","张吴513下南沟","绿",82.43,0]
[511,"承德供电公司","滦平县供电公司","张百湾镇供电所","张百湾镇","西井沟村","1502897786","张吴513丁营南","绿",5.1864,0]
[512,"承德供电公司","滦平县供电公司","张百湾镇供电所","张百湾镇","西井沟村","1502644478","张吴513丁营公变","绿",31.9834,0]
[513,"承德供电公司","滦平县供电公司","张百湾镇供电所","张百湾镇","兰旗村","1502897783","张兰517蓝旗小东沟公变","绿",88.8014,0]
[514,"承德供电公司","滦平县供电公司","金沟屯镇供电所","金沟屯镇","小梁子2村","1609231905126041","张东515小梁子2公变","绿",83.6124,0]
[515,"承德供电公司","滦平县供电公司","金沟屯镇供电所","金沟屯镇","上沟村","0503512567","张东515上沟公变","绿",75.0344,0]
[516,"承德供电公司","滦平县供电公司","滦平镇供电所","滦平镇","西瓜园村","1503404043","建材厂家属院变台","绿",151.8313,0]
[517,"承德供电公司","滦平县供电公司","安纯沟门镇供电所","安纯沟门镇","小白旗村","1503454686","庙沟新建台区","红",0,0]
[518,"承德供电公司","滦平县供电公司","巴克什营镇供电所","两间房镇","两间房村","1502647933","庙梁顶公变","绿",43.7893,0]
[519,"承德供电公司","滦平县供电公司","两间房镇供电所","两间房镇","三道沟村","1502761232","庙后沟公变","绿",59.087,0]
[520,"承德供电公司","滦平县供电公司","张百湾镇供电所","张百湾镇","张百湾","1502983427","庄普小区配电变压器","绿",452.9967,0]
[521,"承德供电公司","滦平县供电公司","滦平镇供电所","中兴路街道","东街社区","1503365570","庄普家园高压间隔配电变压器","绿",437.77,0]
[522,"承德供电公司","滦平县供电公司","两间房镇供电所","两间房镇","三岔口村","1502761228","庄户峪公变","绿",49.6499,0]
[523,"承德供电公司","滦平县供电公司","滦平镇供电所","中兴路街道","鑫城社区","1503038982","幸福家园小区3号配电变压器","绿",596.82,0]
[524,"承德供电公司","滦平县供电公司","滦平镇供电所","中兴路街道","鑫城社区","1503038984","幸福家园小区2号配电变压器","绿",612.06,0]
[525,"承德供电公司","滦平县供电公司","滦平镇供电所","中兴路街道","鑫城社区","1503038983","幸福家园小区1号配电变压器","绿",719.05,0]
[526,"承德供电公司","滦平县供电公司","巴克什营镇供电所","两间房镇","大石门村","1503396736","巴色516线路马家公变","绿",1.5495,0]
[527,"承德供电公司","滦平县供电公司","火斗山镇供电所","火斗山镇","苇子峪村","1601262105003869","工业515线路碾子沟台区","绿",80,0]
[528,"承德供电公司","滦平县供电公司","火斗山镇供电所","火斗山镇","火斗山镇苇子峪村","1502645788","工业515线路破树下公变","绿",24,0]
[529,"承德供电公司","滦平县供电公司","火斗山镇供电所","火斗山镇","火斗山镇苇子峪村","1502645790","工业515线路破嘴公变","绿",73.63,0]
[530,"承德供电公司","滦平县供电公司","火斗山镇供电所","火斗山镇","火斗山镇苇子峪村","1502645786","工业515线路炭窑公变","绿",12.9608,0]
[531,"承德供电公司","滦平县供电公司","火斗山镇供电所","火斗山镇","火斗山镇火斗山村","1502645780","工业515线路火斗山公变","绿",185.8,0]
[532,"承德供电公司","滦平县供电公司","火斗山镇供电所","火斗山镇","火斗山镇苇子峪村","1502645796","工业515线路沟脑公变","绿",82.6114,0]
[533,"承德供电公司","滦平县供电公司","火斗山镇供电所","火斗山镇","火斗山镇苇子峪村","1502645793","工业515线路朱家沟公变","绿",30.06,0]
[534,"承德供电公司","滦平县供电公司","火斗山镇供电所","火斗山镇","火斗山镇火斗山村","1502645782","工业515线路小苇峪公变","绿",80.7,0]
[535,"承德供电公司","滦平县供电公司","火斗山镇供电所","火斗山镇","火斗山镇苇子峪村","1502645791","工业515线路头龙潭公变","绿",27.37,0]
[536,"承德供电公司","滦平县供电公司","火斗山镇供电所","火斗山镇","火斗山镇火斗山村","1502645784","工业515线路太平庄公变","绿",225.9398,0]
[537,"承德供电公司","滦平县供电公司","火斗山镇供电所","火斗山镇","火斗山镇苇子峪村","1502645792","工业515线路五九沟公变","绿",21.24,0]
[538,"承德供电公司","滦平县供电公司","火斗山镇供电所","火斗山镇","火斗山镇苇子峪村","1502645794","工业515线路二龙潭公变","绿",31.61,0]
[539,"承德供电公司","滦平县供电公司","火斗山镇供电所","火斗山镇","火斗山镇火斗山村","1502645783","工业515线路二道沟门公变","绿",48.16,0]
[540,"承德供电公司","滦平县供电公司","火斗山镇供电所","火斗山镇","火斗山镇火斗山村","1503395047","工业515线路下三道沟台区（新）","绿",80.9099,0]
[541,"承德供电公司","滦平县供电公司","火斗山镇供电所","火斗山镇","火斗山镇火斗山村","1502645781","工业515线路下三道沟公变","绿",170.94,0]
[542,"承德供电公司","滦平县供电公司","火斗山镇供电所","火斗山镇","火斗山镇苇子峪村","1502645795","工业515线路三龙潭公变","绿",30.36,0]
[543,"承德供电公司","滦平县供电公司","火斗山镇供电所","火斗山镇","火斗山村",1502645785,"工业515线路三组公变","绿",40,0]
[544,"承德供电公司","滦平县供电公司","火斗山镇供电所","火斗山镇","火斗山镇苇子峪村","1503404171","工业515破嘴(新)","绿",16.2692,0]
[545,"承德供电公司","滦平县供电公司","火斗山镇供电所","火斗山镇","火斗山镇苇子峪村","1503404172","工业515头龙谭新建","绿",34.0526,0]
[546,"承德供电公司","滦平县供电公司","火斗山镇供电所","火斗山镇","火斗山镇火斗山村","1503404107","工业515太平庄三组新增","绿",111.7595,0]
[547,"承德供电公司","滦平县供电公司","火斗山镇供电所","火斗山镇","火斗山镇火斗山村","1611241105029999","工业515太平庄三台区","绿",204.5113,0]
[548,"承德供电公司","滦平县供电公司","滦平镇供电所","滦平镇","刘院村","1609252805665626","山顶二","绿",12.4903,0]
[549,"承德供电公司","滦平县供电公司","张百湾镇供电所","张百湾镇","山前村","1502644471","山前东公变","绿",98.84,0]
[550,"承德供电公司","滦平县供电公司","巴克什营镇供电所","两间房镇","大龙潭村","1503404098","小龙潭村新增2公变","绿",85.9955,0]
[551,"承德供电公司","滦平县供电公司","火斗山镇供电所","火斗山镇","火斗山镇苇子峪村","1611230805006102","小营二台区","绿",11.1636,0]
[552,"承德供电公司","滦平县供电公司","火斗山镇供电所","火斗山镇","火斗山镇苇子峪村","1611230805008219","小苇峪二台区","绿",118.8837,0]
[553,"承德供电公司","滦平县供电公司","安纯沟门镇供电所","安纯沟门镇","小白旗村","1606241805014849","小白旗东街变台","红",0,0]
[554,"承德供电公司","滦平县供电公司","金沟屯镇供电所","金沟屯镇","小孤山","1606241905013666","小孤山2公变","绿",169.2041,0]
[555,"承德供电公司","滦平县供电公司","红旗镇供电所","小营镇","马门村","1502759800","小哈522线路马门新村公变","绿",92.49,0]
[556,"承德供电公司","滦平县供电公司","红旗镇供电所","小营镇","马门村","1503400759","小哈522线路马门南岔","绿",35.4701,0]
[557,"承德供电公司","滦平县供电公司","红旗镇供电所","小营镇","马门村","1502760550","小哈522线路马门北公变","绿",82.32,0]
[558,"承德供电公司","滦平县供电公司","红旗镇供电所","小营镇","马门村","1502760551","小哈522线路马门公变","绿",73.2635,0]
[559,"承德供电公司","滦平县供电公司","红旗镇供电所","小营镇","马门村","1611241305021888","小哈522线路马门4号公变","绿",136.3109,0]
[560,"承德供电公司","滦平县供电公司","红旗镇供电所","小营镇","马门村","1610232705113438","小哈522线路马门2号公变","绿",155.5364,0]
[561,"承德供电公司","滦平县供电公司","红旗镇供电所","小营镇","铁马村","1502760547","小哈522线路铁马新村公变","绿",78.4957,0]
[562,"承德供电公司","滦平县供电公司","红旗镇供电所","小营镇","铁马村","1609240305000014","小哈522线路铁马新村2号公变","绿",57.6093,0]
[563,"承德供电公司","滦平县供电公司","红旗镇供电所","小营镇","铁马村","1503401607","小哈522线路铁马南","绿",97.2173,0]
[564,"承德供电公司","滦平县供电公司","红旗镇供电所","小营镇","铁马村","1502760548","小哈522线路铁马公变","绿",146.65,0]
[565,"承德供电公司","滦平县供电公司","红旗镇供电所","小营镇","铁马村","1503400760","小哈522线路盆窑西","绿",88.33,0]
[566,"承德供电公司","滦平县供电公司","红旗镇供电所","小营镇","铁马村","1607240605001032","小哈522线路盆窑北公变","绿",88.9443,0]
[567,"承德供电公司","滦平县供电公司","红旗镇供电所","小营镇","盆窑村","1502760549","小哈522线路盆窑公变","绿",68.6005,0]
[568,"承德供电公司","滦平县供电公司","红旗镇供电所","小营镇","铁马村","1502760546","小哈522线路盆窑东沟门公变","绿",301.89,0]
[569,"承德供电公司","滦平县供电公司","红旗镇供电所","小营镇","铁马村","1502795820","小哈522线路盆窑东沟公变","绿",163.56,0]
[570,"承德供电公司","滦平县供电公司","红旗镇供电所","小营镇","铁马村","1611230205023995","小哈522线路盆窑2号公变","绿",97.626,0]
[571,"承德供电公司","滦平县供电公司","红旗镇供电所","小营镇","平顶山村","1502759798","小哈522线路平顶山公变","绿",32.88,0]
[572,"承德供电公司","滦平县供电公司","红旗镇供电所","小营镇","外铺村","1502760140","小哈522线路外铺公变","绿",24.4273,0]
[573,"承德供电公司","滦平县供电公司","红旗镇供电所","小营镇","外铺村","1503401606","小哈522线路两间房公变","绿",63.2606,0]
[574,"承德供电公司","滦平县供电公司","红旗镇供电所","小营镇","外铺村","1503395006","小哈522线路东沟脑广场","绿",19.0466,0]
[575,"承德供电公司","滦平县供电公司","红旗镇供电所","小营镇","外铺村","1502759799","小哈522线路东沟脑公变","绿",92.3569,0]
[576,"承德供电公司","滦平县供电公司","红旗镇供电所","小营镇","哈叭沁村","1502759801","小哈522线路下哈新村公变","绿",490.2647,0]
[577,"承德供电公司","滦平县供电公司","红旗镇供电所","小营镇","哈叭沁村","1601241105002288","小哈522线路下哈新村2号公变","绿",371.5406,0]
[578,"承德供电公司","滦平县供电公司","红旗镇供电所","小营镇","哈叭沁村","1502759796","小哈522线路下哈公变","绿",337.3,0]
[579,"承德供电公司","滦平县供电公司","红旗镇供电所","小营镇","哈叭沁村","1502759797","小哈522线路下哈东公变","绿",178.77,0]
[580,"承德供电公司","滦平县供电公司","红旗镇供电所","小营镇","下哈村","1503003361","小哈522线路下哈400公变","绿",300.12,0]
[581,"承德供电公司","滦平县供电公司","红旗镇供电所","小营镇","哈叭沁村","1503401605","小哈522线路上哈南","绿",146.213,0]
[582,"承德供电公司","滦平县供电公司","红旗镇供电所","小营镇","哈叭沁村","1502759803","小哈522线路上哈公变","绿",156.1691,0]
[583,"承德供电公司","滦平县供电公司","红旗镇供电所","小营镇","三家村","1502759804","小哈522线路三家公变","绿",31.5431,0]
[584,"承德供电公司","滦平县供电公司","红旗镇供电所","小营镇","三家村","1503395005","小哈522线路三家东","绿",58.0072,0]
[585,"承德供电公司","滦平县供电公司","红旗镇供电所","小营镇","外铺村","0503512068","小哈522外铺西公变","绿",93.31,0]
[586,"承德供电公司","滦平县供电公司","红旗镇供电所","小营镇","哈叭沁村","0503512048","小哈522下哈桥东公变","绿",322.7635,0]
[587,"承德供电公司","滦平县供电公司","红旗镇供电所","小营镇","哈叭沁村","0503512067","小哈522下哈北公变","绿",332.5471,0]
[588,"承德供电公司","滦平县供电公司","两间房镇供电所","两间房镇","涝洼村","1503454695","小古道新公变","绿",77.5594,0]
[589,"承德供电公司","滦平县供电公司","滦平镇供电所","滦平镇","皂沟村","1503412815","小刘沟2","绿",84.5971,0]
[590,"承德供电公司","滦平县供电公司","红旗镇供电所","小营镇","闫庄村","1502796433","小付525线路闫庄西公变","绿",61.6524,0]
[591,"承德供电公司","滦平县供电公司","红旗镇供电所","小营镇","闫庄村","1611251205029949","小付525线路闫庄南公变","绿",157.03,0]
[592,"承德供电公司","滦平县供电公司","红旗镇供电所","小营镇","闫庄村","1502796893","小付525线路闫庄公变","绿",129.3294,0]
[593,"承德供电公司","滦平县供电公司","红旗镇供电所","小营镇","闫庄村","1503400771","小付525线路闫庄上庄地","绿",132.6052,0]
[594,"承德供电公司","滦平县供电公司","红旗镇供电所","小营镇","闫庄村","1502760132","小付525线路郭营公变","绿",41.6121,0]
[595,"承德供电公司","滦平县供电公司","红旗镇供电所","小营镇","二道沟门村","1611231205002229","小付525线路郭营2号公变","绿",104.3798,0]
[596,"承德供电公司","滦平县供电公司","红旗镇供电所","小营镇","付营村","1503400764","小付525线路郎营北台区","绿",56.829,0]
[597,"承德供电公司","滦平县供电公司","红旗镇供电所","小营镇","付营村",1502795848,"小付525线路郎营公变","绿",37.1626,0]
[598,"承德供电公司","滦平县供电公司","红旗镇供电所","小营镇","郎营村","1611241005003110","小付525线路郎营2号公变","绿",150.1646,0]
[599,"承德供电公司","滦平县供电公司","红旗镇供电所","小营镇","小营村","1503404130","小付525线路通沟门","绿",177.9146,0]
[600,"承德供电公司","滦平县供电公司","红旗镇供电所","小营镇","小营村","1502795802","小付525线路通沟公变","绿",134.0796,0]
[601,"承德供电公司","滦平县供电公司","红旗镇供电所","小营镇","小营村","1502796513","小付525线路西沟公变","绿",63.3819,0]
[602,"承德供电公司","滦平县供电公司","红旗镇供电所","小营镇","小营村","1502795821","小付525线路直沟公变","绿",20.7596,0]
[603,"承德供电公司","滦平县供电公司","红旗镇供电所","小营镇","瓦房村","1503400769","小付525线路瓦房西","绿",93.3968,0]
[604,"承德供电公司","滦平县供电公司","红旗镇供电所","小营镇","瓦房村","1502795537","小付525线路瓦房公变","绿",62.2101,0]
[605,"承德供电公司","滦平县供电公司","红旗镇供电所","小营镇","二道沟门村","1502761337","小付525线路王营公变","绿",66.13,0]
[606,"承德供电公司","滦平县供电公司","红旗镇供电所","小营镇","二道湾子村","1503400762","小付525线路山环台区","绿",9.4357,0]
[607,"承德供电公司","滦平县供电公司","红旗镇供电所","小营镇","小营村","1503400761","小付525线路小营西沟南","绿",43.5095,0]
[608,"承德供电公司","滦平县供电公司","红旗镇供电所","小营镇","小营村","1502920688","小付525线路小营西公变","绿",164.89,0]
[609,"承德供电公司","滦平县供电公司","红旗镇供电所","小营镇","小营村","1502760133","小付525线路小营新村公变","绿",97.7822,0]
[610,"承德供电公司","滦平县供电公司","红旗镇供电所","小营镇","小营村","1503400770","小付525线路小营广场","绿",161.3625,0]
[611,"承德供电公司","滦平县供电公司","红旗镇供电所","小营镇","小营村","1503394998","小付525线路小营小桥","绿",212.34,0]
[612,"承德供电公司","滦平县供电公司","红旗镇供电所","小营镇","小营村","1503400768","小付525线路小营后山","绿",127.8886,0]
[613,"承德供电公司","滦平县供电公司","红旗镇供电所","小营镇","小营村","1502795827","小付525线路小营南村公变","绿",129.84,0]
[614,"承德供电公司","滦平县供电公司","红旗镇供电所","小营镇","小营村","1611230205023999","小付525线路小营南2号","绿",129.913,0]
[615,"承德供电公司","滦平县供电公司","红旗镇供电所","小营镇","小营村","1502759805","小付525线路小营北公变","绿",179.8899,0]
[616,"承德供电公司","滦平县供电公司","红旗镇供电所","小营镇","小营村","1601241105001904","小付525线路小营东公变","绿",131.8045,0]
[617,"承德供电公司","滦平县供电公司","红旗镇供电所","小营镇","二道沟门村","1502760291","小付525线路周台公变","绿",24,0]
[618,"承德供电公司","滦平县供电公司","红旗镇供电所","小营镇","台子村","1502796223","小付525线路台子公变","绿",10,0]
[619,"承德供电公司","滦平县供电公司","红旗镇供电所","小营镇","台子村","1609241805003496","小付525线路台子2号公变","绿",108.9625,0]
[620,"承德供电公司","滦平县供电公司","红旗镇供电所","小营镇","二道湾子村","1502795431","小付525线路北窝棚公变","绿",14.02,0]
[621,"承德供电公司","滦平县供电公司","红旗镇供电所","小营镇","小营村","1502795843","小付525线路北小营公变","绿",165.809,80]
[622,"承德供电公司","滦平县供电公司","红旗镇供电所","小营镇","小营村","1612241105009692","小付525线路北小营2号公变","绿",188.5711,0]
[623,"承德供电公司","滦平县供电公司","红旗镇供电所","小营镇","付营村","1503400763","小付525线路付营西台区","绿",66.0187,0]
[624,"承德供电公司","滦平县供电公司","红旗镇供电所","小营镇","二道湾子村","1503403499","小付525线路二道湾子西","绿",59.8979,0]
[625,"承德供电公司","滦平县供电公司","红旗镇供电所","小营镇","二道湾子村","1503403498","小付525线路二道湾子东","绿",33.4295,0]
[626,"承德供电公司","滦平县供电公司","红旗镇供电所","小营镇","二道沟门村","1502795796","小付525线路二道沟门","绿",43.8971,0]
[627,"承德供电公司","滦平县供电公司","红旗镇供电所","小营镇","二道沟门村","1502795839","小付525线路东卧铺公变","绿",80.3971,0]
[628,"承德供电公司","滦平县供电公司","长山峪镇供电所","长山峪镇","长山峪村","1609251005009320","富旺商贸","绿",80,0]
[629,"承德供电公司","滦平县供电公司","滦平镇供电所","中兴路街道","东街社区","1503356210","富强小区4-7号楼配电变压器","绿",1122.8454,0]
[630,"承德供电公司","滦平县供电公司","滦平镇供电所","中兴路街道","东街社区","1503356211","富强小区11号楼（水岸公馆）配电变压器","绿",727.8351,0]
[631,"承德供电公司","滦平县供电公司","滦平镇供电所","中兴路街道","东街社区","1503356209","富强小区1-3号楼配电变压器","绿",567.2784,0]
[632,"承德供电公司","滦平县供电公司","安纯沟门镇供电所","安纯沟门镇","安纯沟门村","1503454711","安纯沟门东台区","绿",140.6189,0]
[633,"承德供电公司","滦平县供电公司","长山峪镇供电所","长山峪镇","安子岭村","1609252305036456","安子岭服务区充电桩北区变压器","绿",504.1485,0]
[634,"承德供电公司","滦平县供电公司","长山峪镇供电所","长山峪镇","安子岭村","1503310503","安子岭服务区充电桩2号变压器","绿",673.3485,0]
[635,"承德供电公司","滦平县供电公司","长山峪镇供电所","长山峪镇","安子岭村","1503310502","安子岭服务区充电桩1号变压器","绿",542.0932,0]
[636,"承德供电公司","滦平县供电公司","滦平镇供电所","滦平镇","安乐","1503412821","安乐转山沟","绿",55.746,0]
[637,"承德供电公司","滦平县供电公司","滦平镇供电所","滦平镇","安乐","1601241305001697","安乐神仙沟","绿",105.6844,0]
[638,"承德供电公司","滦平县供电公司","滦平镇供电所","滦平镇","安乐","1503412820","安乐油匠沟","绿",80.3553,0]
[639,"承德供电公司","滦平县供电公司","两间房镇供电所","两间房镇","三道沟村","1606242105024627","头道沟新公变","绿",81.8804,0]
[640,"承德供电公司","滦平县供电公司","火斗山镇供电所","火斗山镇","火斗山镇火斗山村","1611230805008231","太平庄二台区","绿",149.386,0]
[641,"承德供电公司","滦平县供电公司","巴克什营镇供电所","两间房镇","大龙潭村","1503404097","大龙潭村龙潭坡公变","绿",42.288,0]
[642,"承德供电公司","滦平县供电公司","巴克什营镇供电所","两间房镇","大龙潭村","1503403495","大龙潭村牤牛沟公变","绿",82.1674,0]
[643,"承德供电公司","滦平县供电公司","巴克什营镇供电所","两间房镇","大龙潭村","1503403488","大龙潭村大龙潭公变","绿",74.9062,0]
[644,"承德供电公司","滦平县供电公司","安纯沟门镇供电所","安纯沟门镇","李栅子村","1606241705043961","大黑沟公变","绿",11.1802,0]
[645,"承德供电公司","滦平县供电公司","两间房镇供电所","两间房镇","三道沟村","1503454726","大西沟公变","绿",179.7196,0]
[646,"承德供电公司","滦平县供电公司","火斗山镇供电所","火斗山镇","火斗山镇苇子峪村","1611230805004496","大营二台区","绿",93.4165,0]
[647,"承德供电公司","滦平县供电公司","巴克什营镇供电所","两间房镇","两间房村","1503403481","大石沟道西公变","绿",128.5981,0]
[648,"承德供电公司","滦平县供电公司","两间房镇供电所","两间房镇","三岔口村","1503454694","大地新公变","绿",63.5184,0]
[649,"承德供电公司","滦平县供电公司","两间房镇供电所","两间房镇","大古道村","1503454811","大古道南街公变","绿",144.6934,0]
[650,"承德供电公司","滦平县供电公司","两间房镇供电所","两间房镇","大古道村","1502761220","大古道公变","绿",38.3139,0]
[651,"承德供电公司","滦平县供电公司","两间房镇供电所","两间房镇","大古道村","1503454786","大古道上营公变","绿",190.7249,0]
[652,"承德供电公司","滦平县供电公司","火斗山镇供电所","马营子满族乡","马营子满族乡大兴沟","1611230805005524","大兴沟小组二台区","红",0,0]
[653,"承德供电公司","滦平县供电公司","火斗山镇供电所","马营子满族乡","马营子满族乡大兴沟村","1611230805004484","大兴沟二台区","红",0,0]
[654,"承德供电公司","滦平县供电公司","滦平镇供电所","中兴路街道","北大街社区","1502646175","城区515食品厂前","绿",713.17,0]
[655,"承德供电公司","滦平县供电公司","滦平镇供电所","中兴路街道","北大街社区","1502646176","城区515飞天舞厅","绿",487.07,0]
[656,"承德供电公司","滦平县供电公司","滦平镇供电所","中兴路街道","石头沟门社区","1502671157","城区515酒厂小区","绿",468.53,0]
[657,"承德供电公司","滦平县供电公司","滦平镇供电所","滦平镇","石头沟门社区","1502671153","城区515边家洼","绿",418.34,0]
[658,"承德供电公司","滦平县供电公司","滦平镇供电所","中兴路街道","新建路社区","1502671162","城区515购物中心牡丹","绿",488.24,0]
[659,"承德供电公司","滦平县供电公司","滦平镇供电所","中兴路街道","南瓦房社区","1502646189","城区515计生局家属楼","绿",199.92,0]
[660,"承德供电公司","滦平县供电公司","滦平镇供电所","中兴路街道","石头沟门社区","0503684349","城区515老三中(TTU)","绿",407.4,0]
[661,"承德供电公司","滦平县供电公司","滦平镇供电所","中兴路街道","北大街社区","1502646168","城区515经贸城","绿",435.87,0]
[662,"承德供电公司","滦平县供电公司","滦平镇供电所","中兴路街道","北大街社区","1502671156","城区515糖酒公司","绿",332.46,0]
[663,"承德供电公司","滦平县供电公司","滦平镇供电所","中兴路街道","北大街社区","1502646178","城区515粮食局新楼","绿",476.91,0]
[664,"承德供电公司","滦平县供电公司","滦平镇供电所","中兴路街道","北大街社区","1502646177","城区515粮食局","绿",321.12,0]
[665,"承德供电公司","滦平县供电公司","滦平镇供电所","中兴路街道","石头沟门社区","1502646681","城区515石头沟门综合变","绿",342.7274,0]
[666,"承德供电公司","滦平县供电公司","滦平镇供电所","中兴路街道","新建路社区","1502671165","城区515盆窑沟","绿",395.2,0]
[667,"承德供电公司","滦平县供电公司","滦平镇供电所","中兴路街道","新建路社区","1502671166","城区515盆窑沟2","绿",435.97,0]
[668,"承德供电公司","滦平县供电公司","滦平镇供电所","中兴路街道","新建路社区","1502646174","城区515电影院后","绿",119.55,0]
[669,"承德供电公司","滦平县供电公司","滦平镇供电所","中兴路街道","鞍匠屯社区","1502646187","城区515河道管理处","绿",179.0466,0]
[670,"承德供电公司","滦平县供电公司","滦平镇供电所","中兴路街道","北大街社区","1502646171","城区515河滨路土地局","绿",152,0]
[671,"承德供电公司","滦平县供电公司","滦平镇供电所","中兴路街道","桥东社区","1502647490","城区515水务局家属楼","绿",91.65,0]
[672,"承德供电公司","滦平县供电公司","滦平镇供电所","中兴路街道","东街社区","1502646180","城区515棒槌沟","绿",480.49,0]
[673,"承德供电公司","滦平县供电公司","滦平镇供电所","中兴路街道","北大街社区","1502671158","城区515机械厂","绿",533.55,0]
[674,"承德供电公司","滦平县供电公司","滦平镇供电所","中兴路街道","北大街社区","1502671159","城区515机械厂2","绿",513.17,0]
[675,"承德供电公司","滦平县供电公司","滦平镇供电所","中兴路街道","祥源社区","1502646190","城区515新法院","绿",455.4,0]
[676,"承德供电公司","滦平县供电公司","滦平镇供电所","中兴路街道","新建路社区","1502671163","城区515文化馆","绿",657.68,0]
[677,"承德供电公司","滦平县供电公司","滦平镇供电所","中兴路街道","桥西社区","1502646166","城区515政府后","绿",80,0]
[678,"承德供电公司","滦平县供电公司","滦平镇供电所","中兴路街道","北大街社区","1502671161","城区515搬运队","绿",658.08,0]
[679,"承德供电公司","滦平县供电公司","滦平镇供电所","中兴路街道","东街社区","1502671155","城区515征费站","绿",94.84,0]
[680,"承德供电公司","滦平县供电公司","滦平镇供电所","滦平镇","石头沟门社区","1502671151","城区515工贸城","绿",556.02,0]
[681,"承德供电公司","滦平县供电公司","滦平镇供电所","滦平镇","石头沟门社区","1502671152","城区515工贸城2","绿",523.59,0]
[682,"承德供电公司","滦平县供电公司","滦平镇供电所","中兴路街道","东街社区","1502646186","城区515工商局","绿",360.6,0]
[683,"承德供电公司","滦平县供电公司","滦平镇供电所","中兴路街道","中街社区","1502646165","城区515妇产院","绿",152.86,0]
[684,"承德供电公司","滦平县供电公司","滦平镇供电所","中兴路街道","南瓦房社区","1502671168","城区515大车店","绿",262.2,0]
[685,"承德供电公司","滦平县供电公司","滦平镇供电所","中兴路街道","东街社区","1502646179","城区515大板厂","绿",355.2198,0]
[686,"承德供电公司","滦平县供电公司","滦平镇供电所","中兴路街道","南瓦房社区","1502671167","城区515土产","绿",612.31,0]
[687,"承德供电公司","滦平县供电公司","滦平镇供电所","中兴路街道","北大街社区","1502646188","城区515哑巴沟","绿",213.85,0]
[688,"承德供电公司","滦平县供电公司","滦平镇供电所","中兴路街道","中街社区","1502671169","城区515北雁","绿",505.24,0]
[689,"承德供电公司","滦平县供电公司","滦平镇供电所","中兴路街道","中街社区","1502671170","城区515副食院内","绿",256.83,0]
[690,"承德供电公司","滦平县供电公司","滦平镇供电所","中兴路街道","鞍匠屯社区","0503684323","城区515农发行（TTU）","绿",106.68,0]
[691,"承德供电公司","滦平县供电公司","滦平镇供电所","中兴路街道","东街社区","1502646183","城区515公路站","绿",348.8702,0]
[692,"承德供电公司","滦平县供电公司","滦平镇供电所","中兴路街道","东街社区","1502646185","城区515公安局","绿",219.41,0]
[693,"承德供电公司","滦平县供电公司","滦平镇供电所","中兴路街道","北大街社区","1502646182","城区515佟家沟","绿",320,0]
[694,"承德供电公司","滦平县供电公司","滦平镇供电所","中兴路街道","中街社区","1502646164","城区515体育场","绿",216.9715,0]
[695,"承德供电公司","滦平县供电公司","滦平镇供电所","中兴路街道","桥东社区","1502646173","城区515仓房南沟门","绿",473.15,0]
[696,"承德供电公司","滦平县供电公司","滦平镇供电所","中兴路街道","桥东社区","1502646172","城区515仓房南沟里","绿",283.87,0]
[697,"承德供电公司","滦平县供电公司","滦平镇供电所","滦平镇","桥东社区","1609232605041250","城区515仓房南沟二公变","绿",90.6608,0]
[698,"承德供电公司","滦平县供电公司","滦平镇供电所","中兴路街道","东街社区","1502646181","城区515交通局","绿",383.7682,0]
[699,"承德供电公司","滦平县供电公司","滦平镇供电所","滦平镇","东街社区","1502671150","城区515交警队","绿",170.7085,0]
[700,"承德供电公司","滦平县供电公司","滦平镇供电所","中兴路街道","北大街社区","1502671160","城区515五金门前","绿",467.59,0]
[701,"承德供电公司","滦平县供电公司","滦平镇供电所","中兴路街道","中街社区","1502646163","城区515二中","绿",208.55,0]
[702,"承德供电公司","滦平县供电公司","滦平镇供电所","中兴路街道","石头沟门社区","1502646737","城区515515线路马蹄沟台区公变","绿",164.2505,0]
[703,"承德供电公司","滦平县供电公司","滦平镇供电所","滦平镇","西台子","1502646683","城区51510kV城区515线路西台子曹营公变","绿",145.1767,0]
[704,"承德供电公司","滦平县供电公司","滦平镇供电所","滦平镇","西台子","1502646682","城区51510kV城区515线路西台子5队公变","绿",216.9827,0]
[705,"承德供电公司","滦平县供电公司","滦平镇供电所","滦平镇","西台子","1502646684","城区51510kV城区515线路西台子3-4队公变","绿",117.0747,0]
[706,"承德供电公司","滦平县供电公司","滦平镇供电所","滦平镇","西台子","1502761113","城区51510kV城区515线路西台子1-2队公变","绿",43.71,0]
[707,"承德供电公司","滦平县供电公司","滦平镇供电所","中兴路街道","桥东社区","1502646686","城区51510kV城区515线路仓房南沟公变","绿",462.1573,0]
[708,"承德供电公司","滦平县供电公司","滦平镇供电所","中兴路街道","桥东社区","1502646687","城区51510kV城区515线路仓房南沟上沟公变","绿",29.3108,0]
[709,"承德供电公司","滦平县供电公司","滦平镇供电所","滦平镇","双庙","1609231705002475","城刘512线路双庙杨树沟公变","绿",26.4087,0]
[710,"承德供电公司","滦平县供电公司","滦平镇供电所","滦平镇","北李营","1609232205042073","城刘512线路北李营四队二公变","绿",107.1786,0]
[711,"承德供电公司","滦平县供电公司","火斗山镇供电所","火斗山镇","火斗山镇苇子峪村","1611230805006098","坡树下二台区","绿",19.0542,0]
[712,"承德供电公司","滦平县供电公司","两间房镇供电所","两间房镇","三岔口村","1609231405223244","地车沟公变","绿",57.7072,0]
[713,"承德供电公司","滦平县供电公司","巴克什营镇供电所","两间房镇","两间房村","1502647934","土城公变","绿",268.2346,0]
[714,"承德供电公司","滦平县供电公司","张百湾镇供电所","张百湾镇","周台子村","0503664589","周台子西箱变","绿",404.9748,0]
[715,"承德供电公司","滦平县供电公司","张百湾镇供电所","张百湾镇","周台子村","1502983424","周台子新村箱变","绿",286.2495,0]
[716,"承德供电公司","滦平县供电公司","张百湾镇供电所","张百湾镇","周台子村","1502986538","周台子中区箱变","绿",446.7505,0]
[717,"承德供电公司","滦平县供电公司","张百湾镇供电所","张百湾镇","周台子村","1503454838","周台子中二台区","绿",372.7901,0]
[718,"承德供电公司","滦平县供电公司","张百湾镇供电所","张百湾镇","周台子村","1502982324","周台子东区箱变","绿",314.2515,0]
[719,"承德供电公司","滦平县供电公司","张百湾镇供电所","张百湾镇","周台子村","1503454837","周台子东二台区","绿",345.3188,0]
[720,"承德供电公司","滦平县供电公司","火斗山镇供电所","马营子满族乡","马营子满族乡南大庙村","1611230805008235","吴营二台区","红",0,0]
[721,"承德供电公司","滦平县供电公司","巴克什营镇供电所","两间房镇","叶营村","1503400693","后石门北沟公变","绿",15.2743,0]
[722,"承德供电公司","滦平县供电公司","火斗山镇供电所","马营子满族乡","黑石头村","1601262005005071","后火石岭二台区","红",0,0]
[723,"承德供电公司","滦平县供电公司","巴克什营镇供电所","两间房镇","叶营村","1503403477","叶营村二龙村公变","绿",29.382,0]
[724,"承德供电公司","滦平县供电公司","安纯沟门镇供电所","平坊乡","双栅子村","1607240405015891","双栅子村南","绿",80.1642,0]
[725,"承德供电公司","滦平县供电公司","安纯沟门镇供电所","安纯沟门镇","双栅子村","1603242605216101","双栅子村北","绿",81.273,0]
[726,"承德供电公司","滦平县供电公司","两间房镇供电所","两间房镇","大古道村","1502761117","南沟公变","绿",85.94,0]
[727,"承德供电公司","滦平县供电公司","两间房镇供电所","两间房镇","大古道村","1606242105035394","南沟上营公变","绿",85.246,0]
[728,"承德供电公司","滦平县供电公司","两间房镇供电所","两间房镇","三道沟村","1503396831","南大洼公变","绿",58.613,0]
[729,"承德供电公司","滦平县供电公司","火斗山镇供电所","马营子满族乡","马营子满族乡南大庙村","1611230805005520","南大庙新二台区","红",0,0]
[730,"承德供电公司","滦平县供电公司","两间房镇供电所","两间房镇","三道沟村","1606242105026308","南四沟公变","绿",26.5786,0]
[731,"承德供电公司","滦平县供电公司","安纯沟门镇供电所","安纯沟门镇","小白旗村","1606241805017079","半山集台区","红",0,0]
[732,"承德供电公司","滦平县供电公司","安纯沟门镇供电所","平坊乡","十八盘村","1503454765","十八盘村二台区","绿",84.5959,0]
[733,"承德供电公司","滦平县供电公司","两间房镇供电所","两间房镇","三道沟村","1609242505001007","北洼新公变","绿",84.4703,0]
[734,"承德供电公司","滦平县供电公司","安纯沟门镇供电所","安纯沟门镇","小白旗村","1606241805015176","北沟老虎沟门变台","红",0,0]
[735,"承德供电公司","滦平县供电公司","滦平镇供电所","滦平镇","北李营","1502881600","北李营五队","绿",97.8,0]
[736,"承德供电公司","滦平县供电公司","滦平镇供电所","滦平镇","皂沟村","1601261605038527","北山根二公变","绿",316.76,0]
[737,"承德供电公司","滦平县供电公司","滦平镇供电所","中兴路街道","金色阳光社区","1503357281","北山开发区3配电变压器","绿",743.7691,0]
[738,"承德供电公司","滦平县供电公司","滦平镇供电所","中兴路街道","金色阳光社区","1503357260","北山开发区2配电变压器","绿",1.65,0]
[739,"承德供电公司","滦平县供电公司","滦平镇供电所","中兴路街道","金色阳光社区","1503357259","北山开发区1配电变压器","绿",1.65,0]
[740,"承德供电公司","滦平县供电公司","火斗山镇供电所","付家店满族乡","付家店满族乡付家店村","1609232605036107","加马石二台区","绿",13.6192,0]
[741,"承德供电公司","滦平县供电公司","虎什哈镇供电所","虎什哈镇","虎什哈村镇直","1503061641","利景园10kV间隔配电变压器","红",0,0]
[742,"承德供电公司","滦平县供电公司","滦平镇供电所","滦平镇","刘院村","1605240805102703","刘院三","绿",93.466,0]
[743,"承德供电公司","滦平县供电公司","滦平镇供电所","滦平镇","刘院村","1503412816","刘院2","绿",20.6222,0]
[744,"承德供电公司","滦平县供电公司","两间房镇供电所","两间房镇","三岔口村","1502646617","刀鞘沟公变","绿",47.112,0]
[745,"承德供电公司","滦平县供电公司","滦平镇供电所","中兴路街道","桥西社区","1502685929","农业局","绿",85.07,0]
[746,"承德供电公司","滦平县供电公司","火斗山镇供电所","火斗山镇","兴隆庄村","1601261405014250","兴隆庄三台区","绿",115.54,0]
[747,"承德供电公司","滦平县供电公司","火斗山镇供电所","火斗山镇","张家沟门村","1601262305012279","关达沟二台区","绿",80,0]
[748,"承德供电公司","滦平县供电公司","两间房镇供电所","两间房镇","三道沟村","1502761233","六道沟公变","绿",82.2101,0]
[749,"承德供电公司","滦平县供电公司","安纯沟门镇供电所","安纯沟门镇","五道河村","1606241805015172","八道河村东变台","红",0,0]
[750,"承德供电公司","滦平县供电公司","金沟屯镇供电所","西沟满族乡","八道河","1606241805035697","八道河2公变","绿",80.8425,0]
[751,"承德供电公司","滦平县供电公司","安纯沟门镇供电所","安纯沟门镇","杨树沟门村","1503454685","八盖子台区","绿",100.6462,0]
[752,"承德供电公司","滦平县供电公司","安纯沟门镇供电所","平坊乡","偏岭村","1503454687","偏岭新建台区","绿",16.8975,0]
[753,"承德供电公司","滦平县供电公司","安纯沟门镇供电所","平坊乡","偏岭村","1606241705043957","偏岭后街公变","绿",17.9933,0]
[754,"承德供电公司","滦平县供电公司","安纯沟门镇供电所","平坊乡","偏岭村","1503454764","偏岭台区（周家）","绿",49.5938,0]
[755,"承德供电公司","滦平县供电公司","巴克什营镇供电所","巴克什营镇","巴克什营村","0503528753","佳福小区二期2号变","绿",419.8928,0]
[756,"承德供电公司","滦平县供电公司","巴克什营镇供电所","巴克什营镇","巴克什营村","0503528752","佳福小区二期1号变","绿",421.0507,0]
[757,"承德供电公司","滦平县供电公司","滦平镇供电所","中兴路街道","东街社区","1503383386","佟雀台小区高压间隔配电变压器","绿",536.04,0]
[758,"承德供电公司","滦平县供电公司","火斗山镇供电所","付家店满族乡","付家店村","1612252405050069","付家店三台区","绿",57.4935,0]
[759,"承德供电公司","滦平县供电公司","滦平镇供电所","中兴路街道","桥东社区","1503342268","仓房南沟小区综合变","绿",209.9769,0]
[760,"承德供电公司","滦平县供电公司","滦平镇供电所","中兴路街道","东街社区","1503404076","人行","绿",184.69,0]
[761,"承德供电公司","滦平县供电公司","安纯沟门镇供电所","安纯沟门镇","五道河村","1606241805013389","五道河东沟门","红",0,0]
[762,"承德供电公司","滦平县供电公司","两间房镇供电所","两间房镇","三道沟村","1502761231","五道沟公变","绿",173.0416,0]
[763,"承德供电公司","滦平县供电公司","两间房镇供电所","两间房镇","三道沟村","1503396875","五道沟上队公变","绿",178.1856,0]
[764,"承德供电公司","滦平县供电公司","两间房镇供电所","两间房镇","三道沟村","1502761230","五道梁公变","绿",46.11,0]
[765,"承德供电公司","滦平县供电公司","安纯沟门镇供电所","平坊乡","于营村","0503537953","于营村北变压器","绿",19.93,0]
[766,"承德供电公司","滦平县供电公司","安纯沟门镇供电所","平坊乡","于营村","0503680899","于营充电桩变台","绿",504.1188,0]
[767,"承德供电公司","滦平县供电公司","安纯沟门镇供电所","平坊乡","于营村","1606241705042497","于营二台区","绿",135.0215,0]
[768,"承德供电公司","滦平县供电公司","金沟屯镇供电所","金沟屯镇","后梁二队","1606241905019525","二队2公变","红",0,0]
[769,"承德供电公司","滦平县供电公司","两间房镇供电所","两间房镇","三岔口村","1502761241","二铺公变","绿",84.47,0]
[770,"承德供电公司","滦平县供电公司","安纯沟门镇供电所","安纯沟门镇","五道河村","1606241805017083","二道河二台区","红",0,0]
[771,"承德供电公司","滦平县供电公司","安纯沟门镇供电所","安纯沟门镇","东营村","1503454684","二道沟门新建台区","绿",6.2837,0]
[772,"承德供电公司","滦平县供电公司","两间房镇供电所","两间房镇","三道沟村","1502759794","二道沟梁东公变","绿",44.14,0]
[773,"承德供电公司","滦平县供电公司","两间房镇供电所","两间房镇","三道沟村","1502761236","二道沟公变","绿",58.0511,0]
[774,"承德供电公司","滦平县供电公司","两间房镇供电所","两间房镇","三道沟村","1503454725","二道沟二队公变","绿",160,0]
[775,"承德供电公司","滦平县供电公司","巴克什营镇供电所","两间房镇","两间房村","1503402913","两间房西门公变","绿",174.6784,0]
[776,"承德供电公司","滦平县供电公司","巴克什营镇供电所","两间房镇","两间房村","1503402912","两间房河北公变","绿",38.8295,0]
[777,"承德供电公司","滦平县供电公司","巴克什营镇供电所","两间房镇","两间房村","1503403478","两间房村金营公变","绿",33.1216,0]
[778,"承德供电公司","滦平县供电公司","巴克什营镇供电所","两间房镇","两间房村","1503403479","两间房村盆窑公变","绿",47.4318,0]
[779,"承德供电公司","滦平县供电公司","巴克什营镇供电所","两间房镇","两间房村","1503450023","两间房异地搬迁800变压器","绿",679.9897,0]
[780,"承德供电公司","滦平县供电公司","巴克什营镇供电所","两间房镇","两间房村","1503450022","两间房异地搬迁400变压器","绿",335.6915,0]
[781,"承德供电公司","滦平县供电公司","安纯沟门镇供电所","安纯沟门镇","东营村","1503454779","东营村东台区","绿",87.967,0]
[782,"承德供电公司","滦平县供电公司","金沟屯镇供电所","金沟屯镇","东营村","1606241905018521","东营3公变","绿",211.9265,0]
[783,"承德供电公司","滦平县供电公司","金沟屯镇供电所","西沟满族乡","东沟门三队","1606241805036682","东沟门三队2公变","绿",3.472,0]
[784,"承德供电公司","滦平县供电公司","火斗山镇供电所","火斗山镇","火斗山镇边营村","1611230805008227","东沟二台区","绿",100.5268,0]
[785,"承德供电公司","滦平县供电公司","巴克什营镇供电所","两间房镇","色树沟村","1503403493","东新房小色树沟公变","绿",20.5827,0]
[786,"承德供电公司","滦平县供电公司","安纯沟门镇供电所","平坊乡","东山村","1503454762","东山村大营子变台","绿",72.4801,0]
[787,"承德供电公司","滦平县供电公司","安纯沟门镇供电所","平坊乡","东山村","1603242605215519","东山小营","绿",82.2841,0]
[788,"承德供电公司","滦平县供电公司","金沟屯镇供电所","金沟屯镇","下营南村","1503048909","下营南公变","绿",6.9404,0]
[789,"承德供电公司","滦平县供电公司","火斗山镇供电所","火斗山镇","火斗山镇火斗山村","1611230805006094","下三岔口二台区","绿",34.3557,0]
[790,"承德供电公司","滦平县供电公司","火斗山镇供电所","火斗山镇","张家沟门村","1601261105002157","上营二台区","绿",50,0]
[791,"承德供电公司","滦平县供电公司","金沟屯镇供电所","金沟屯镇","上营东村","1503048908","上营东公变","绿",219.13,0]
[792,"承德供电公司","滦平县供电公司","安纯沟门镇供电所","平坊乡","双栅子村","1606241705046458","上水泉新增公变","绿",0.9485,0]
[793,"承德供电公司","滦平县供电公司","两间房镇供电所","两间房镇","涝洼村","1609231505009211","上小古道新公变","绿",53.8969,0]
[794,"承德供电公司","滦平县供电公司","红旗镇供电所","小营镇","哈叭沁村","1611230205026590","上哈2号变压器","绿",169.4398,0]
[795,"承德供电公司","滦平县供电公司","虎什哈镇供电所","五道营子满族乡","上台子村","0503513126","上台子二公变","红",0,0]
[796,"承德供电公司","滦平县供电公司","金沟屯镇供电所","西沟满族乡","上半岩子","1606241805036678","上半岩子2公变","绿",32.854,0]
[797,"承德供电公司","滦平县供电公司","火斗山镇供电所","火斗山镇","火斗山镇张家沟门村","1611230805008223","上三岔口二台区","绿",57.4935,0]
[798,"承德供电公司","滦平县供电公司","长山峪镇供电所","长山峪镇","后营子村","1612250905013528","三靳514线路后营子五道沟公变","绿",160,0]
[799,"承德供电公司","滦平县供电公司","巴克什营镇供电所","两间房镇","两间房村","1503404086","三间房街里公变","绿",74.6899,0]
[800,"承德供电公司","滦平县供电公司","巴克什营镇供电所","两间房镇","两间房村","1503404085","三间房杨树台公变","绿",19.7331,0]
[801,"承德供电公司","滦平县供电公司","两间房镇供电所","两间房镇","三道边村","1606242105031878","三道边北公变","绿",93.2309,0]
[802,"承德供电公司","滦平县供电公司","两间房镇供电所","两间房镇","三道沟村","1502646633","三道边公变","绿",81.5309,0]
[803,"承德供电公司","滦平县供电公司","巴克什营镇供电所","两间房镇","大龙潭村","1502647917","三道湾公变","绿",25.64,0]
[804,"承德供电公司","滦平县供电公司","金沟屯镇供电所","金沟屯镇","三道湾村","1609242705002046","三道湾3公变","绿",39.3076,0]
[805,"承德供电公司","滦平县供电公司","火斗山镇供电所","付家店满族乡","三道沟门村","1612252405055010","三道沟门新民居二台区","绿",57.4935,0]
[806,"承德供电公司","滦平县供电公司","两间房镇供电所","两间房镇","三道沟村","1502646630","三道沟村公变","绿",33.027,0]
[807,"承德供电公司","滦平县供电公司","长山峪镇供电所","长山峪镇","三道梁村","1604252105022471","三道梁下河套养鸡柱上变","红",0,0]
[808,"承德供电公司","滦平县供电公司","两间房镇供电所","两间房镇","三岔口村","1612241905000376","三岔口新公变","绿",176.9835,0]
[809,"承德供电公司","滦平县供电公司","两间房镇供电所","两间房镇","三岔口村","1502761242","三岔口东公变","绿",86.96,0]
[810,"承德供电公司","滦平县供电公司","滦平镇供电所","中兴路街道","桥西社区","1502685932","三小墙外","绿",203.55,0]
[811,"承德供电公司","滦平县供电公司","长山峪镇供电所","长山峪镇","长山峪村","1612250405120152","三宋512线路长山峪菜地边综合变","绿",194.7924,0]
[812,"承德供电公司","滦平县供电公司","长山峪镇供电所","长山峪镇","长山峪村","1612250405118724","三宋512线路长山峪中学路口综合变","绿",190.6928,0]
[813,"承德供电公司","滦平县供电公司","长山峪镇供电所","长山峪镇","长山峪村","1601261405015261","三宋512线路长山峪东福桥头公变","绿",160,0]
[814,"承德供电公司","滦平县供电公司","长山峪镇供电所","长山峪镇","长山峪村","1612250105046613","三宋512线路西小营后沟门公变","绿",156.76,0]
[815,"承德供电公司","滦平县供电公司","长山峪镇供电所","长山峪镇","宋窝铺村","1612250105044657","三宋512线路宋窝铺西公变","绿",112.02,0]
[816,"承德供电公司","滦平县供电公司","长山峪镇供电所","长山峪镇","碾子沟村","1502797075","三宋512线路善道地东公变","绿",153.52,0]
[817,"承德供电公司","滦平县供电公司","长山峪镇供电所","长山峪镇","长山峪村","1612250105047140","三宋512线路东福村口公变","绿",156.76,0]
[818,"承德供电公司","滦平县供电公司","长山峪镇供电所","长山峪镇","宋窝铺村","1611232405012864","三宋512宋窝铺梨树沟公变","绿",38.9903,0]
[819,"承德供电公司","滦平县供电公司","滦平镇供电所","滦平镇","三地沟门村","1503405786","三地沟门2","绿",262.1226,0]
[820,"承德供电公司","滦平县供电公司","滦平镇供电所","滦平镇","西台子村","0503664535","515西台子5队新公变","绿",47.8882,0]
[821,"承德供电公司","滦平县供电公司","长山峪镇供电所","长山峪镇","后营子村","1503268867","514线路降木沟公变","绿",82.0431,0]
[822,"承德供电公司","滦平县供电公司","长山峪镇供电所","长山峪镇","蕨菜沟村","1609242505023942","514线路西沟头道营公变新","绿",31.1292,0]
[823,"承德供电公司","滦平县供电公司","长山峪镇供电所","长山峪镇","蕨菜沟村","0503680941","514线路蕨菜沟村东二公变","绿",98.0594,0]
[824,"承德供电公司","滦平县供电公司","长山峪镇供电所","长山峪镇","安子岭村","1611232405000907","514线路安子岭西公变","绿",31.4433,0]
[825,"承德供电公司","滦平县供电公司","长山峪镇供电所","长山峪镇","后营子村","1502797024","514线路后营子公变","绿",73.9872,0]
[826,"承德供电公司","滦平县供电公司","长山峪镇供电所","长山峪镇","后营子村","1503454791","514线路后营子东公变","绿",185.5618,0]
[827,"承德供电公司","滦平县供电公司","长山峪镇供电所","长山峪镇","后营子村","1502796815","514线路后营子一公变","绿",67.4837,0]
[828,"承德供电公司","滦平县供电公司","长山峪镇供电所","长山峪镇","西营村","1503396731","513线路黑山咀西公变","绿",37.9173,0]
[829,"承德供电公司","滦平县供电公司","长山峪镇供电所","长山峪镇","黄木局村","1502795872","513线路黄木局公变","绿",57.1711,0]
[830,"承德供电公司","滦平县供电公司","长山峪镇供电所","长山峪镇","西营村","1612251605048494","513线路黄土坡公变","绿",82.7223,0]
[831,"承德供电公司","滦平县供电公司","长山峪镇供电所","长山峪镇","黄木局村","1612250905042930","513线路谭窝铺村口公变","绿",47.9539,0]
[832,"承德供电公司","滦平县供电公司","长山峪镇供电所","长山峪镇","黄木局村","1503396738","513线路谭窝铺后沟公变","绿",162.5287,0]
[833,"承德供电公司","滦平县供电公司","长山峪镇供电所","长山峪镇","黄木局村","1502795875","513线路谭窝铺公变","绿",77.0278,0]
[834,"承德供电公司","滦平县供电公司","长山峪镇供电所","长山峪镇","西营村","1503396737","513线路西营桥头公变","绿",177.1513,0]
[835,"承德供电公司","滦平县供电公司","长山峪镇供电所","长山峪镇","西营村","1610252405073920","513线路西营桥下公变","绿",75.0682,0]
[836,"承德供电公司","滦平县供电公司","长山峪镇供电所","长山峪镇","西营村","1612251605049964","513线路西营村口公变","绿",104.5847,0]
[837,"承德供电公司","滦平县供电公司","长山峪镇供电所","长山峪镇","西营村","1502796905","513线路西营小五队综合变","绿",5.5761,0]
[838,"承德供电公司","滦平县供电公司","长山峪镇供电所","长山峪镇","西营村","1502795871","513线路西营子二公变","绿",82.468,0]
[839,"承德供电公司","滦平县供电公司","长山峪镇供电所","长山峪镇","西营村","1502796975","513线路西营公变","绿",163.9064,0]
[840,"承德供电公司","滦平县供电公司","长山峪镇供电所","长山峪镇","黄木局村","0503680916","513线路粗脖沟大南沟公变","绿",36.8152,0]
[841,"承德供电公司","滦平县供电公司","长山峪镇供电所","长山峪镇","黄木局村","1502796671","513线路粗脖沟二公变","绿",56.5868,0]
[842,"承德供电公司","滦平县供电公司","长山峪镇供电所","长山峪镇","黄木局村","1502796970","513线路粗脖沟一公变","绿",4.2325,0]
[843,"承德供电公司","滦平县供电公司","长山峪镇供电所","长山峪镇","黄木局村","1609242505027410","513线路火了沟公变新","绿",41.4008,0]
[844,"承德供电公司","滦平县供电公司","长山峪镇供电所","长山峪镇","黄木局村","1502795380","513线路火了沟公变","绿",80.772,0]
[845,"承德供电公司","滦平县供电公司","长山峪镇供电所","长山峪镇","西营村","1502795873","513线路沈营综合变","绿",94.0313,0]
[846,"承德供电公司","滦平县供电公司","长山峪镇供电所","长山峪镇","西营村","1612250905046201","513线路沈营前街公变","绿",174.6375,0]
[847,"承德供电公司","滦平县供电公司","长山峪镇供电所","长山峪镇","西营村","1503396729","513线路沈营东公变","绿",167.9944,0]
[848,"承德供电公司","滦平县供电公司","长山峪镇供电所","长山峪镇","黄木局村","1502795607","513线路新房公变","绿",65.4089,0]
[849,"承德供电公司","滦平县供电公司","长山峪镇供电所","长山峪镇","东营村","1502796903","513线路抗家沟公变","绿",23.553,0]
[850,"承德供电公司","滦平县供电公司","长山峪镇供电所","长山峪镇","西营村","1502795921","513线路山嘴综合变","绿",80.9984,0]
[851,"承德供电公司","滦平县供电公司","长山峪镇供电所","长山峪镇","东营村","1503396726","513线路小平台西公变","绿",147.5632,0]
[852,"承德供电公司","滦平县供电公司","长山峪镇供电所","长山峪镇","东营村","1503396733","513线路小平台营房公变","绿",34.087,0]
[853,"承德供电公司","滦平县供电公司","长山峪镇供电所","长山峪镇","东营村","1502796898","513线路小平台公变","绿",99.6693,0]
[854,"承德供电公司","滦平县供电公司","长山峪镇供电所","长山峪镇","东营村","1612251505000240","513线路孙家沟公变","绿",86.0243,0]
[855,"承德供电公司","滦平县供电公司","长山峪镇供电所","长山峪镇","西营村","1502796242","513线路姜台西山公变","绿",49.6161,0]
[856,"承德供电公司","滦平县供电公司","长山峪镇供电所","长山峪镇","西营村","1502795874","513线路姜台公变","绿",112.7649,0]
[857,"承德供电公司","滦平县供电公司","长山峪镇供电所","长山峪镇","西营村","1502796962","513线路姜台五队公变","绿",15.5492,0]
[858,"承德供电公司","滦平县供电公司","长山峪镇供电所","长山峪镇","黄木局村","1502795605","513线路大平台子公变","绿",35.566,0]
[859,"承德供电公司","滦平县供电公司","长山峪镇供电所","长山峪镇","黄木局村","1502795904","513线路四道桥公变","绿",64.4206,0]
[860,"承德供电公司","滦平县供电公司","长山峪镇供电所","长山峪镇","东营村","1502797057","513线路北街公变","绿",370.0691,0]
[861,"承德供电公司","滦平县供电公司","长山峪镇供电所","长山峪镇","东营村","1503396739","513线路北街东公变","绿",195.0986,0]
[862,"承德供电公司","滦平县供电公司","长山峪镇供电所","长山峪镇","东营村","1503396727","513线路东营北公变","绿",163.8436,0]
[863,"承德供电公司","滦平县供电公司","长山峪镇供电所","长山峪镇","东营村","1502796861","513线路东营公变","绿",276.0243,0]
[864,"承德供电公司","滦平县供电公司","长山峪镇供电所","长山峪镇","长山峪村","1503454783","512线路长山峪西公变","绿",62.3087,0]
[865,"承德供电公司","滦平县供电公司","长山峪镇供电所","长山峪镇","长山峪村","1612251905027064","512线路长山峪粮站","绿",320,0]
[866,"承德供电公司","滦平县供电公司","长山峪镇供电所","长山峪镇","长山峪村","1612251605047695","512线路长山峪村部公变","绿",127.9,0]
[867,"承德供电公司","滦平县供电公司","长山峪镇供电所","长山峪镇","长山峪村","1502796846","512线路长山峪二公变","绿",355.93,0]
[868,"承德供电公司","滦平县供电公司","长山峪镇供电所","长山峪镇","长山峪村","1503454784","512线路长山峪东公变","绿",172.6771,0]
[869,"承德供电公司","滦平县供电公司","长山峪镇供电所","长山峪镇","长山峪村","1502796814","512线路长山峪三公变","绿",88.1464,0]
[870,"承德供电公司","滦平县供电公司","长山峪镇供电所","长山峪镇","长山峪村","1502797042","512线路长山峪一公变","绿",336.0144,0]
[871,"承德供电公司","滦平县供电公司","长山峪镇供电所","长山峪镇","宋窝铺村","1609242505028186","512线路赵家新公变","绿",81.2118,0]
[872,"承德供电公司","滦平县供电公司","长山峪镇供电所","长山峪镇","宋窝铺村","1502796847","512线路赵家公变","绿",18.1905,0]
[873,"承德供电公司","滦平县供电公司","长山峪镇供电所","长山峪镇","长山峪村","1503396653","512线路西小营西公变","绿",161.1171,0]
[874,"承德供电公司","滦平县供电公司","长山峪镇供电所","长山峪镇","长山峪村","1502796872","512线路西小营公变","绿",223.52,0]
[875,"承德供电公司","滦平县供电公司","长山峪镇供电所","长山峪镇","碾子沟","0503680926","512线路碾子沟南台公变","绿",26.4901,0]
[876,"承德供电公司","滦平县供电公司","长山峪镇供电所","长山峪镇","碾子沟","1502796991","512线路碾子沟公变","绿",46.1373,0]
[877,"承德供电公司","滦平县供电公司","长山峪镇供电所","长山峪镇","碾子沟","1502984246","512线路碾子沟二公变","绿",52.0891,0]
[878,"承德供电公司","滦平县供电公司","长山峪镇供电所","长山峪镇","西营村","1502796916","512线路水库梁公变","绿",168.8144,0]
[879,"承德供电公司","滦平县供电公司","长山峪镇供电所","长山峪镇","宋窝铺村","1502796838","512线路抹坡沟公变","绿",35.1288,0]
[880,"承德供电公司","滦平县供电公司","长山峪镇供电所","长山峪镇","长山峪村","1609242505025282","512线路彭家沟新公变","绿",88.1186,0]
[881,"承德供电公司","滦平县供电公司","长山峪镇供电所","长山峪镇","长山峪村","1502796906","512线路彭家沟公变","绿",3.6242,0]
[882,"承德供电公司","滦平县供电公司","长山峪镇供电所","长山峪镇","长山峪村","1502796619","512线路尹家沟公变","绿",78.3204,0]
[883,"承德供电公司","滦平县供电公司","长山峪镇供电所","长山峪镇","宋窝铺村","1503454793","512线路宋窝铺马家公变","绿",33.48,0]
[884,"承德供电公司","滦平县供电公司","长山峪镇供电所","长山峪镇","宋窝铺村","1503396650","512线路宋窝铺四道沟公变","绿",23.3185,0]
[885,"承德供电公司","滦平县供电公司","长山峪镇供电所","长山峪镇","宋窝铺村","1502797078","512线路宋窝铺公变","绿",123.3347,0]
[886,"承德供电公司","滦平县供电公司","长山峪镇供电所","长山峪镇","宋窝铺村","1503396651","512线路宋窝铺七道沟公变","绿",42.1981,0]
[887,"承德供电公司","滦平县供电公司","长山峪镇供电所","长山峪镇","长山峪村","1612251005127176","512线路大地西沟门公变","绿",165.7266,0]
[888,"承德供电公司","滦平县供电公司","长山峪镇供电所","长山峪镇","长山峪村","1502796990","512线路大地西公变","绿",110.44,0]
[889,"承德供电公司","滦平县供电公司","长山峪镇供电所","长山峪镇","长山峪村","1612251505003704","512线路大地北公变","绿",92.61,0]
[890,"承德供电公司","滦平县供电公司","长山峪镇供电所","长山峪镇","长山峪村","1502796933","512线路大地公变","绿",194.3887,0]
[891,"承德供电公司","滦平县供电公司","长山峪镇供电所","长山峪镇","长山峪村","1502797044","512线路大地二道沟公变","绿",26.8408,0]
[892,"承德供电公司","滦平县供电公司","长山峪镇供电所","长山峪镇","长山峪村","1503454792","512线路大地东公变","绿",319.6082,0]
[893,"承德供电公司","滦平县供电公司","长山峪镇供电所","长山峪镇","长山峪村","1503396654","512线路大地上营公变","绿",74.873,0]
[894,"承德供电公司","滦平县供电公司","长山峪镇供电所","长山峪镇","碾子沟村","1503454782","512线路善道地西公变","绿",151.8715,0]
[895,"承德供电公司","滦平县供电公司","长山峪镇供电所","长山峪镇","碾子沟村","1502796932","512线路善道地四公变","绿",77.1984,0]
[896,"承德供电公司","滦平县供电公司","长山峪镇供电所","长山峪镇","碾子沟村","1503403467","512线路善道地二道沟公变","绿",81.3781,0]
[897,"承德供电公司","滦平县供电公司","长山峪镇供电所","长山峪镇","碾子沟村","1502795428","512线路善道地二公变","绿",29.8313,0]
[898,"承德供电公司","滦平县供电公司","长山峪镇供电所","长山峪镇","碾子沟村","1502796652","512线路善道地三公变","绿",82.2528,0]
[899,"承德供电公司","滦平县供电公司","长山峪镇供电所","长山峪镇","碾子沟村","1502796882","512线路善道地一公变","绿",81.811,0]
[900,"承德供电公司","滦平县供电公司","长山峪镇供电所","长山峪镇","长山峪村","1502796837","512线路后沟公变","绿",97.27,0]
[901,"承德供电公司","滦平县供电公司","长山峪镇供电所","长山峪镇","长山峪村","1502796831","512线路东福公变","绿",84.8544,0]
[902,"承德供电公司","滦平县供电公司","长山峪镇供电所","长山峪镇","长山峪村","1502796899","512线路东福二公变","绿",86.26,0]
[903,"承德供电公司","滦平县供电公司","长山峪镇供电所","长山峪镇","长山峪村","1612230705108042","512线路东福三公变","绿",91.5163,0]
[904,"承德供电公司","滦平县供电公司","虎什哈镇供电所","虎什哈镇","金台子村扁洞子","0503604394","10金杨516线路扁洞子公变新","红",0,0]
[905,"承德供电公司","滦平县供电公司","安纯沟门镇供电所","平坊乡","路营村","1503380905","10千伏滦小519线路路营沟口公变","绿",88.1649,0]
[906,"承德供电公司","滦平县供电公司","安纯沟门镇供电所","平坊乡","路营村","1503403496","10千伏滦小519线路路营村南公变","绿",22.7406,0]
[907,"承德供电公司","滦平县供电公司","滦平镇供电所","滦平镇","安乐村","1611240805016343","10千伏滦东513线路安乐河东二公变","绿",72.4847,0]
[908,"承德供电公司","滦平县供电公司","巴克什营镇供电所","巴克什营镇","巴克什营村","1606241305030938","10千伏巴营513线路麻地二队新增公变","绿",90.5699,0]
[909,"承德供电公司","滦平县供电公司","巴克什营镇供电所","巴克什营镇","巴克什营村","1606241405012882","10千伏巴营513线路路西2公变","绿",238.5567,0]
[910,"承德供电公司","滦平县供电公司","巴克什营镇供电所","巴克什营镇","巴克什营村","1606241405014944","10千伏巴营513线路路东3公变","绿",108.9211,0]
[911,"承德供电公司","滦平县供电公司","巴克什营镇供电所","巴克什营镇","巴克什营村","1606241405011974","10千伏巴营513线路西街2公变","绿",88.8724,0]
[912,"承德供电公司","滦平县供电公司","巴克什营镇供电所","巴克什营镇","巴克什营村","1503396743","10千伏巴营513线路瓦房沟公变","绿",7.482,0]
[913,"承德供电公司","滦平县供电公司","巴克什营镇供电所","巴克什营镇","营盘村","1503403463","10千伏巴营513线路流水沟村新增公变","绿",6.2015,0]
[914,"承德供电公司","滦平县供电公司","巴克什营镇供电所","巴克什营镇","山神庙村","1606241305034307","10千伏巴营513线路槐条湾2公变","绿",81.0986,0]
[915,"承德供电公司","滦平县供电公司","巴克什营镇供电所","巴克什营镇","山神庙村","1502915454","10千伏巴营513线路山神庙南头公变","绿",83.346,0]
[916,"承德供电公司","滦平县供电公司","巴克什营镇供电所","巴克什营镇","山神庙村","1503404103","10千伏巴营513线路山神庙2号公变","绿",85.499,0]
[917,"承德供电公司","滦平县供电公司","巴克什营镇供电所","巴克什营镇","山神庙村","1503404104","10千伏巴营513线路山神庙1号公变","绿",46.8447,0]
[918,"承德供电公司","滦平县供电公司","巴克什营镇供电所","巴克什营镇","快活峪村","1606241305031468","10千伏巴营513线路大栅子2公变","绿",80.4899,0]
[919,"承德供电公司","滦平县供电公司","巴克什营镇供电所","巴克什营镇","山神庙村","1503396746","10千伏巴营513线路北沟孟家公变","绿",43.1823,0]
[920,"承德供电公司","滦平县供电公司","巴克什营镇供电所","巴克什营镇","后湾村","1503403465","10千伏巴营513线路前湾2号公变","绿",42.6406,0]
[921,"承德供电公司","滦平县供电公司","巴克什营镇供电所","巴克什营镇","营盘村","1502915453","10千伏巴营513线路冰沟公变","绿",89.4157,0]
[922,"承德供电公司","滦平县供电公司","巴克什营镇供电所","巴克什营镇","快活峪村","1602260405055378","10千伏巴营513线路冰沟2公变","绿",72.08,0]
[923,"承德供电公司","滦平县供电公司","巴克什营镇供电所","巴克什营镇","后湾村","1503403466","10千伏巴营513线路二道沟门村新增公变","绿",54.3161,0]
[924,"承德供电公司","滦平县供电公司","巴克什营镇供电所","两间房镇","大石门村","1601261905018543","10千伏巴色516线路骡车店2公变","绿",56.14,0]
[925,"承德供电公司","滦平县供电公司","巴克什营镇供电所","两间房镇","大龙潭村","1606241405002178","10千伏巴色516线路道北梁2公变","绿",82.4025,0]
[926,"承德供电公司","滦平县供电公司","巴克什营镇供电所","两间房镇","大石门村","1503396713","10千伏巴色516线路石洞公变","绿",80.4825,0]
[927,"承德供电公司","滦平县供电公司","巴克什营镇供电所","两间房镇","色树沟村","1503396712","10千伏巴色516线路水泉魏家公变","绿",67.1241,0]
[928,"承德供电公司","滦平县供电公司","巴克什营镇供电所","两间房镇","叶营村","1606241405000678","10千伏巴色516线路庙后2公变","绿",85.0573,0]
[929,"承德供电公司","滦平县供电公司","巴克什营镇供电所","两间房镇","大石门村","1503396698","10千伏巴色516线路小石门冯家公变","绿",78.3247,0]
[930,"承德供电公司","滦平县供电公司","巴克什营镇供电所","两间房镇","大石门村","\n1601261905020660","10千伏巴色516线路大石棚街里公变","绿",80,0]
[931,"承德供电公司","滦平县供电公司","巴克什营镇供电所","两间房镇","两间房村","1503396742","10千伏巴色516线路土城三组公变","绿",119.559,0]
[932,"承德供电公司","滦平县供电公司","巴克什营镇供电所","两间房镇","叶营村","1503403508","10千伏巴色516线路叶营西公变","绿",28.1652,0]
[933,"承德供电公司","滦平县供电公司","巴克什营镇供电所","两间房镇","色树沟村","1606241405001356","10千伏巴色516线路南地公变","绿",86.2623,0]
[934,"承德供电公司","滦平县供电公司","巴克什营镇供电所","巴克什营镇","色树沟村","1611241905031637","10千伏巴色516线路半沟公变","绿",126.7132,0]
[935,"承德供电公司","滦平县供电公司","巴克什营镇供电所","两间房镇","大龙潭村","1606241405003474","10千伏巴色516线路三道湾2公变","绿",80.3513,0]
[936,"承德供电公司","滦平县供电公司","巴克什营镇供电所","巴克什营镇","两间房村","1503400682","10千伏巴色516线路一间房四组公变","绿",31.7357,0]
[937,"承德供电公司","滦平县供电公司","巴克什营镇供电所","巴克什营镇","偏桥村","1503403464","10千伏巴孙515线路南沟门400公变","绿",308.6136,0]
[938,"承德供电公司","滦平县供电公司","巴克什营镇供电所","巴克什营镇","缸房村","1502915455","10千伏巴两516线路鸽洞梁公变","绿",8.1716,0]
[939,"承德供电公司","滦平县供电公司","巴克什营镇供电所","巴克什营镇","古城川村","1612231705183111","10千伏巴两516线路褂子沟二公变","绿",40.7111,0]
[940,"承德供电公司","滦平县供电公司","巴克什营镇供电所","巴克什营镇","缸房村","1606241405008960","10千伏巴两516线路缸房街里公变","绿",49.8128,0]
[941,"承德供电公司","滦平县供电公司","巴克什营镇供电所","巴克什营镇","花楼沟村","1503396811","10千伏巴两516线路煤窑沟公变","绿",0.3414,0]
[942,"承德供电公司","滦平县供电公司","巴克什营镇供电所","巴克什营镇","缸房村","1610242305046279","10千伏巴两516线路新道沟里队公变","绿",21.4844,0]
[943,"承德供电公司","滦平县供电公司","巴克什营镇供电所","巴克什营镇","缸房村","1502915456","10千伏巴两516线路小南沟公变","绿",30.5425,0]
[944,"承德供电公司","滦平县供电公司","巴克什营镇供电所","巴克什营镇","古城川村","1612231705180231","10千伏巴两516线路孙家沟东沟公变","绿",103.2777,0]
[945,"承德供电公司","滦平县供电公司","巴克什营镇供电所","巴克什营镇","缸房村","1503403469","10千伏巴两516线路侯营上窝铺公变","绿",4.3934,0]
[946,"承德供电公司","滦平县供电公司","巴克什营镇供电所","巴克什营镇","孙家沟村","1606241305033085","10千伏巴两516线路下石门公变","绿",81.7796,0]
[947,"承德供电公司","滦平县供电公司","巴克什营镇供电所","巴克什营镇","古城川村","1503403470","10千伏巴两516线路上湾子新公变","绿",8.1105,0]
[948,"承德供电公司","滦平县供电公司","巴克什营镇供电所","巴克什营镇","花楼沟村","1503403471","10千伏巴两516线路上北沟新公变","绿",42.2886,0]
[949,"承德供电公司","滦平县供电公司","滦平镇供电所","中兴路街道","石头沟门社区","1611240805004854","10千伏城区515线路边家洼三公变","绿",119.1959,0]
[950,"承德供电公司","滦平县供电公司","滦平镇供电所","滦平镇","西台子村","1611240805025667","10千伏城区515线路西台子五队三公变","绿",147.2927,0]
[951,"承德供电公司","滦平县供电公司","滦平镇供电所","滦平镇","西台子村","1601251405021687","10千伏城区515线路西台子三四队3公变","绿",132.0279,0]
[952,"承德供电公司","滦平县供电公司","滦平镇供电所","滦平镇","北李营村","1602250705001994","10千伏城刘512线路北李营小学公变","红",0,0]
[953,"承德供电公司","滦平县供电公司","滦平镇供电所","滦平镇","西瓜园村","1610241705040500","10千伏城刘512线路东瓜园二公变","绿",405.7135,0]
[954,"承德供电公司","滦平县供电公司","滦平镇供电所","中兴路街道","西街社区","1610242105005208","10千伏后街二回516线路西街小西沟二公变","绿",348.4453,0]
[955,"承德供电公司","滦平县供电公司","滦平镇供电所","滦平镇","三地沟门村","1601250805012720","10千伏后街一回514线路三地沟门三公变","绿",344.3522,0]
[956,"承德供电公司","滦平县供电公司","滦平镇供电所","中兴路街道","南瓦房社区","1611240305002038","10千伏县城农电511线路小刁屯三队公变","绿",102.0392,0]
[957,"承德供电公司","滦平县供电公司","长山峪镇供电所","长山峪镇","东营村","1502984247","10kv滦东513线路东营东公变","绿",335.2165,0]
[958,"承德供电公司","滦平县供电公司","长山峪镇供电所","长山峪镇","长山峪村","1611232005000757","10kv华博农业发展有限公司","绿",88.73,0]
[959,"承德供电公司","滦平县供电公司","长山峪镇供电所","长山峪镇","安子岭村","1601241705018684","10kv三靳514线路东沟门佟家沟综合变","绿",84.7802,0]
[960,"承德供电公司","滦平县供电公司","长山峪镇供电所","长山峪镇","长山峪村","1601241505003026","10kv三宋512线路西小营东综合变","绿",176.127,0]
[961,"承德供电公司","滦平县供电公司","长山峪镇供电所","长山峪镇","华子炉","1606241805018447","10kv三宋512线路抹坡沟新公变","绿",83.1435,0]
[962,"承德供电公司","滦平县供电公司","长山峪镇供电所","长山峪镇","蕨菜沟村","1612251605050073","10kv514线路蕨菜沟村南公变","绿",160,0]
[963,"承德供电公司","滦平县供电公司","虎什哈镇供电所","虎什哈镇","虎什哈村黄旗沟","1503396670","10kV黄旗513线路黄旗沟二公变","红",0,0]
[964,"承德供电公司","滦平县供电公司","虎什哈镇供电所","虎什哈镇","虎什哈村黄旗沟","0503584213","10kV黄旗513线路黄旗沟一公变","红",0,0]
[965,"承德供电公司","滦平县供电公司","虎什哈镇供电所","虎什哈镇","虎什哈村黄旗","0503583841","10kV黄旗513线路黄旗四公变","红",0,0]
[966,"承德供电公司","滦平县供电公司","虎什哈镇供电所","虎什哈镇","虎什哈村黄旗","0503583836","10kV黄旗513线路黄旗三公变","红",0,0]
[967,"承德供电公司","滦平县供电公司","虎什哈镇供电所","虎什哈镇","虎什哈村黄旗","1502718028","10kV黄旗513线路黄旗一公变","红",0,0]
[968,"承德供电公司","滦平县供电公司","虎什哈镇供电所","虎什哈镇","大河北村马道沟","0503585472","10kV黄旗513线路马道沟四公变（街中400）","红",0,0]
[969,"承德供电公司","滦平县供电公司","虎什哈镇供电所","虎什哈镇","大河北村马道沟","0503587761","10kV黄旗513线路马道沟五组公变","红",0,0]
[970,"承德供电公司","滦平县供电公司","虎什哈镇供电所","虎什哈镇","大河北村马道沟","0503584215","10kV黄旗513线路马道沟二公变(街西200)","红",0,0]
[971,"承德供电公司","滦平县供电公司","虎什哈镇供电所","虎什哈镇","大河北村马道沟","0503584211","10kV黄旗513线路马道沟上沟门公变（200）","红",0,0]
[972,"承德供电公司","滦平县供电公司","虎什哈镇供电所","虎什哈镇","大河北村马道沟","1612230805125054","10kV黄旗513线路马道沟三号公变","红",0,0]
[973,"承德供电公司","滦平县供电公司","虎什哈镇供电所","虎什哈镇","大河北村马道沟","0503587766","10kV黄旗513线路马道沟一公变（400）","红",0,0]
[974,"承德供电公司","滦平县供电公司","虎什哈镇供电所","虎什哈镇","虎什哈村镇直","0503583835","10kV黄旗513线路镇直四公变","红",0,0]
[975,"承德供电公司","滦平县供电公司","虎什哈镇供电所","虎什哈镇","虎什哈村镇直","1605242905104266","10kV黄旗513线路镇直六号公变","红",0,0]
[976,"承德供电公司","滦平县供电公司","虎什哈镇供电所","虎什哈镇","虎什哈村镇直","1503396695","10kV黄旗513线路镇直五公变","红",0,0]
[977,"承德供电公司","滦平县供电公司","虎什哈镇供电所","虎什哈镇","虎什哈村镇直","1502718012","10kV黄旗513线路镇直二公变","红",0,0]
[978,"承德供电公司","滦平县供电公司","虎什哈镇供电所","虎什哈镇","虎什哈村镇直","0503583834","10kV黄旗513线路镇直三公变","红",0,0]
[979,"承德供电公司","滦平县供电公司","虎什哈镇供电所","虎什哈镇","镇直","1610241105058523","10kV黄旗513线路镇直七号公变","红",0,0]
[980,"承德供电公司","滦平县供电公司","虎什哈镇供电所","虎什哈镇","虎什哈村镇直","1502718014","10kV黄旗513线路镇直一新500公变","红",0,0]
[981,"承德供电公司","滦平县供电公司","虎什哈镇供电所","虎什哈镇","虎什哈村镇直","1502718011","10kV黄旗513线路镇直一公变","红",0,0]
[982,"承德供电公司","滦平县供电公司","虎什哈镇供电所","虎什哈镇","桲树下路家沟","0503583847","10kV黄旗513线路路家沟公变","红",0,0]
[983,"承德供电公司","滦平县供电公司","虎什哈镇供电所","虎什哈镇","桲树下村西山","1503586774","10kV黄旗513线路西山公变","红",0,0]
[984,"承德供电公司","滦平县供电公司","虎什哈镇供电所","虎什哈镇","西北沟村","0503583832","10kV黄旗513线路西北沟四组公变","红",0,0]
[985,"承德供电公司","滦平县供电公司","虎什哈镇供电所","虎什哈镇","西北沟村","0503583833","10kV黄旗513线路西北沟二组二公变200","红",0,0]
[986,"承德供电公司","滦平县供电公司","虎什哈镇供电所","虎什哈镇","西北沟村","1502718018","10kV黄旗513线路西北沟二组一公变400","红",0,0]
[987,"承德供电公司","滦平县供电公司","虎什哈镇供电所","虎什哈镇","西北沟村","1502718017","10kV黄旗513线路西北沟三组公变","红",0,0]
[988,"承德供电公司","滦平县供电公司","虎什哈镇供电所","虎什哈镇","西北沟村","1502718015","10kV黄旗513线路西北沟一组新公变","红",0,0]
[989,"承德供电公司","滦平县供电公司","虎什哈镇供电所","虎什哈镇","桲树下村","1503454823","10kV黄旗513线路脖树下二公变","红",0,0]
[990,"承德供电公司","滦平县供电公司","虎什哈镇供电所","虎什哈镇","桲树下村西山","0503583846","10kV黄旗513线路脖树下一公变","红",0,0]
[991,"承德供电公司","滦平县供电公司","虎什哈镇供电所","虎什哈镇","桲树下村孟地沟","1502718019","10kV黄旗513线路孟地沟公变","红",0,0]
[992,"承德供电公司","滦平县供电公司","虎什哈镇供电所","虎什哈镇","桲树下村西山","1503602731","10kV黄旗513线路孟地沟东沟公变","红",0,0]
[993,"承德供电公司","滦平县供电公司","虎什哈镇供电所","虎什哈镇","桲树下四道沟","0503583848","10kV黄旗513线路四道沟公变","红",0,0]
[994,"承德供电公司","滦平县供电公司","虎什哈镇供电所","虎什哈镇","虎什哈村后街","0503582695","10kV黄旗513线路后街村西公变新400","红",0,0]
[995,"承德供电公司","滦平县供电公司","虎什哈镇供电所","虎什哈镇","虎什哈村后街","1502718036","10kV黄旗513线路后街四公变","红",0,0]
[996,"承德供电公司","滦平县供电公司","虎什哈镇供电所","虎什哈镇","虎什哈村后街","0503583845","10kV黄旗513线路后街二公变","红",0,0]
[997,"承德供电公司","滦平县供电公司","虎什哈镇供电所","虎什哈镇","虎什哈村后街","0503583842","10kV黄旗513线路后街三公变","红",0,0]
[998,"承德供电公司","滦平县供电公司","虎什哈镇供电所","虎什哈镇","虎什哈村后街","1502718037","10kV黄旗513线路后街一公变","红",0,0]
[999,"承德供电公司","滦平县供电公司","虎什哈镇供电所","虎什哈镇","虎什哈村前街","0503585471","10kV黄旗513线路前街西公变新400","红",0,0]
[1000,"承德供电公司","滦平县供电公司","虎什哈镇供电所","虎什哈镇","虎什哈村前街","0503583844","10kV黄旗513线路前街二公变","红",0,0]
[1001,"承德供电公司","滦平县供电公司","虎什哈镇供电所","虎什哈镇","虎什哈村前街","0503583843","10kV黄旗513线路前街三公变","红",0,0]
[1002,"承德供电公司","滦平县供电公司","虎什哈镇供电所","虎什哈镇","虎什哈村东街","1503513370","10kV黄旗513线路东街四公变","红",0,0]
[1003,"承德供电公司","滦平县供电公司","虎什哈镇供电所","虎什哈镇","虎什哈村东街","0503583839","10kV黄旗513线路东街二公变","红",0,0]
[1004,"承德供电公司","滦平县供电公司","虎什哈镇供电所","虎什哈镇","虎什哈村东街","0503583838","10kV黄旗513线路东街三公变","红",0,0]
[1005,"承德供电公司","滦平县供电公司","虎什哈镇供电所","虎什哈镇","虎什哈村东街","0503583837","10kV黄旗513线路东街一公变","红",0,0]
[1006,"承德供电公司","滦平县供电公司","虎什哈镇供电所","虎什哈镇","桲树下三道沟","0503584193","10kV黄旗513线路三道沟公变","红",0,0]
[1007,"承德供电公司","滦平县供电公司","火斗山镇供电所","付家店满族乡","付家店满族乡代营村","1502645857","10kV马付511线路刺弯公变","红",0,0]
[1008,"承德供电公司","滦平县供电公司","火斗山镇供电所","马营子满族乡","马营子满族乡于营子村","1606241405030515","10kV马于512线路河西二台区","红",0,0]
[1009,"承德供电公司","滦平县供电公司","金沟屯镇供电所","金沟屯镇","杨门厂村","1503638813","10kV金金512线路云山滦水矿泉水厂公变","红",0,0]
[1010,"承德供电公司","滦平县供电公司","金沟屯镇供电所","金沟屯镇","东村","1503638812","10kV金金512线路云山滦水方便面厂公变","红",0,0]
[1011,"承德供电公司","滦平县供电公司","金沟屯镇供电所","金沟屯镇","东村","1503534078","10kV金金512线路东村二箱变间隔配电变压器","红",0,0]
[1012,"承德供电公司","滦平县供电公司","虎什哈镇供电所","虎什哈镇","卧牛山村大西营","0503584214","10kV金杨516线路马圈子四号公变","红",0,0]
[1013,"承德供电公司","滦平县供电公司","虎什哈镇供电所","虎什哈镇","卧牛山村大西营","1503454840","10kV金杨516线路马圈子二台区","红",0,0]
[1014,"承德供电公司","滦平县供电公司","虎什哈镇供电所","虎什哈镇","卧牛山村大西营","0503582172","10kV金杨516线路马圈子三号公变","红",0,0]
[1015,"承德供电公司","滦平县供电公司","虎什哈镇供电所","虎什哈镇","金台子村","0503587762","10kV金杨516线路金台子一号公变","红",0,0]
[1016,"承德供电公司","滦平县供电公司","虎什哈镇供电所","虎什哈镇","金台子村狍甸沟","1502717958","10kV金杨516线路狍甸沟公变","绿",40,0]
[1017,"承德供电公司","滦平县供电公司","虎什哈镇供电所","虎什哈镇","卧牛山村杨树沟","0503582176","10kV金杨516线路杨树沟四号公变","红",0,0]
[1018,"承德供电公司","滦平县供电公司","虎什哈镇供电所","虎什哈镇","卧牛山村杨树沟","1502717962","10kV金杨516线路杨树沟二公变","红",0,0]
[1019,"承德供电公司","滦平县供电公司","虎什哈镇供电所","虎什哈镇","卧牛山村杨树沟","1503586776","10kV金杨516线路杨树沟三号公变","红",0,0]
[1020,"承德供电公司","滦平县供电公司","虎什哈镇供电所","虎什哈镇","卧牛山村杨树沟","0503582173","10kV金杨516线路杨树沟一号公变","红",0,0]
[1021,"承德供电公司","滦平县供电公司","虎什哈镇供电所","虎什哈镇","金台子村扁洞子","1612233005001177","10kV金杨516线路扁洞子二号公变","红",0,0]
[1022,"承德供电公司","滦平县供电公司","虎什哈镇供电所","五道营子满族乡","西甸子村黄粱","0503684315","10kV金五515线路黄粱公变(TTU)","红",0,0]
[1023,"承德供电公司","滦平县供电公司","虎什哈镇供电所","虎什哈镇","虎什哈村黄旗","1502717970","10kV金五515线路黄旗二公变","红",0,0]
[1024,"承德供电公司","滦平县供电公司","虎什哈镇供电所","五道营子满族乡","石坡子村马营子","1502718444","10kV金五515线路马营子公变","红",0,0]
[1025,"承德供电公司","滦平县供电公司","虎什哈镇供电所","五道营子满族乡","石坡子村马营子","1609241105033128","10kV金五515线路马营子一号公变","红",0,0]
[1026,"承德供电公司","滦平县供电公司","虎什哈镇供电所","虎什哈镇","金台子村","0503580552","10kV金五515线路金台子二号公变","红",0,0]
[1027,"承德供电公司","滦平县供电公司","虎什哈镇供电所","五道营子满族乡","西甸子村","1609242705011960","10kV金五515线路西甸子公变（TTU）","红",0,0]
[1028,"承德供电公司","滦平县供电公司","虎什哈镇供电所","五道营子满族乡","西甸子村","1502717978","10kV金五515线路西甸子公变","红",0,0]
[1029,"承德供电公司","滦平县供电公司","虎什哈镇供电所","五道营子满族乡","西甸子村","1611251905030369","10kV金五515线路西甸子二号公变","红",0,0]
[1030,"承德供电公司","滦平县供电公司","虎什哈镇供电所","虎什哈镇","西庙沟村","0503584217","10kV金五515线路西庙沟四组新公变","红",0,0]
[1031,"承德供电公司","滦平县供电公司","虎什哈镇供电所","虎什哈镇","西庙沟村","1502717972","10kV金五515线路西庙沟五组公变新","红",0,0]
[1032,"承德供电公司","滦平县供电公司","虎什哈镇供电所","虎什哈镇","西庙沟村","1502717973","10kV金五515线路西庙沟三组公变","红",0,0]
[1033,"承德供电公司","滦平县供电公司","虎什哈镇供电所","虎什哈镇","西庙沟村","1605242905091064","10kV金五515线路西庙沟三组二号公变","红",0,0]
[1034,"承德供电公司","滦平县供电公司","虎什哈镇供电所","虎什哈镇","西庙沟","0503580551","10kV金五515线路西庙沟1.2组（新）公变","红",0,0]
[1035,"承德供电公司","滦平县供电公司","虎什哈镇供电所","五道营子满族乡","老米沟村范家沟","1605242905088112","10kV金五515线路范家沟公变新","红",0,0]
[1036,"承德供电公司","滦平县供电公司","虎什哈镇供电所","五道营子满族乡","老米沟村范家沟","1502717988","10kV金五515线路范家沟公变","红",0,0]
[1037,"承德供电公司","滦平县供电公司","虎什哈镇供电所","五道营子满族乡","老米沟村","1502717989","10kV金五515线路老米沟公变","红",0,0]
[1038,"承德供电公司","滦平县供电公司","虎什哈镇供电所","五道营子满族乡","老米沟村","1609241105032066","10kV金五515线路老米沟三号公变","红",0,0]
[1039,"承德供电公司","滦平县供电公司","虎什哈镇供电所","虎什哈镇","金台子村石墙子","1502717975","10kV金五515线路石墙子公变","红",0,0]
[1040,"承德供电公司","滦平县供电公司","虎什哈镇供电所","虎什哈镇","金台子村石墙子","0503582174","10kV金五515线路石墙子二公变","红",0,0]
[1041,"承德供电公司","滦平县供电公司","虎什哈镇供电所","五道营子满族乡","石坡子村","1609241105027721","10kV金五515线路石坡子桥西公变","红",0,0]
[1042,"承德供电公司","滦平县供电公司","虎什哈镇供电所","五道营子满族乡","石坡子村","1502718441","10kV金五515线路石坡子公变","红",0,0]
[1043,"承德供电公司","滦平县供电公司","虎什哈镇供电所","五道营子满族乡","老米沟村柳树下","1502717991","10kV金五515线路柳树下公变","红",0,0]
[1044,"承德供电公司","滦平县供电公司","虎什哈镇供电所","五道营子满族乡","西甸子村杏树下","1502717979","10kV金五515线路杏树下公变","红",0,0]
[1045,"承德供电公司","滦平县供电公司","虎什哈镇供电所","五道营子满族乡","西甸子村杏树下","1611251905032359","10kV金五515线路杏树下二号公变","红",0,0]
[1046,"承德供电公司","滦平县供电公司","虎什哈镇供电所","五道营子满族乡","五道营子村朱营子","1502717985","10kV金五515线路朱营子公变","红",0,0]
[1047,"承德供电公司","滦平县供电公司","虎什哈镇供电所","五道营子满族乡","五道营子村朱营子","1605242905089149","10kV金五515线路朱营子二号公变","红",0,0]
[1048,"承德供电公司","滦平县供电公司","虎什哈镇供电所","五道营子满族乡","上台子村小营子","0503684305","10kV金五515线路小营子公变（TTU)","红",0,0]
[1049,"承德供电公司","滦平县供电公司","虎什哈镇供电所","虎什哈镇","官营子村","1605242905089153","10kV金五515线路官营子南沟公变新","红",0,0]
[1050,"承德供电公司","滦平县供电公司","虎什哈镇供电所","虎什哈镇","官营子村","1502717967","10kV金五515线路官营子南沟公变","红",0,0]
[1051,"承德供电公司","滦平县供电公司","虎什哈镇供电所","虎什哈镇","官营子村","1503454835","10kV金五515线路官营子二台区","红",0,0]
[1052,"承德供电公司","滦平县供电公司","虎什哈镇供电所","虎什哈镇","官营子村","0503583851","10kV金五515线路官营子三号公变","红",0,0]
[1053,"承德供电公司","滦平县供电公司","虎什哈镇供电所","虎什哈镇","官营子村","1502717968","10kV金五515线路官营子一号公变","红",0,0]
[1054,"承德供电公司","滦平县供电公司","虎什哈镇供电所","五道营子满族乡","五道营子村孟营子","1502717986","10kV金五515线路孟营子公变","红",0,0]
[1055,"承德供电公司","滦平县供电公司","虎什哈镇供电所","五道营子满族乡","五道营子村孟营子","1601241705032996","10kV金五515线路孟营子二号公变","红",0,0]
[1056,"承德供电公司","滦平县供电公司","虎什哈镇供电所","五道营子满族乡","大营子村","1502717977","10kV金五515线路大营子公变","红",0,0]
[1057,"承德供电公司","滦平县供电公司","虎什哈镇供电所","五道营子满族乡","大营子村","1503454824","10kV金五515线路大营子二台区","红",0,0]
[1058,"承德供电公司","滦平县供电公司","虎什哈镇供电所","五道营子满族乡","大营子村","1611251905029474","10kV金五515线路大营子三号公变","红",0,0]
[1059,"承德供电公司","滦平县供电公司","虎什哈镇供电所","五道营子满族乡","大营子村大栅子","1502717981","10kV金五515线路大栅子公变","红",0,0]
[1060,"承德供电公司","滦平县供电公司","虎什哈镇供电所","五道营子满族乡","石坡子村吕营子","1610242305042111","10kV金五515线路吕营子新公变","红",0,0]
[1061,"承德供电公司","滦平县供电公司","虎什哈镇供电所","五道营子满族乡","石坡子村吕营子","1502718443","10kV金五515线路吕营子公变","红",0,0]
[1062,"承德供电公司","滦平县供电公司","虎什哈镇供电所","虎什哈镇","北山根村南白旗","1502717966","10kV金五515线路南白旗公变","红",0,0]
[1063,"承德供电公司","滦平县供电公司","虎什哈镇供电所","虎什哈镇","北山根村南白旗","1503454834","10kV金五515线路南白旗二台区","红",0,0]
[1064,"承德供电公司","滦平县供电公司","虎什哈镇供电所","虎什哈镇","北山根村南白旗","0503583831","10kV金五515线路南白旗一号公变","红",0,0]
[1065,"承德供电公司","滦平县供电公司","虎什哈镇供电所","五道营子满族乡","石坡子村南台子","1610242305043873","10kV金五515线路南台子新公变","红",0,0]
[1066,"承德供电公司","滦平县供电公司","虎什哈镇供电所","虎什哈镇","北山根村南白旗","1502717965","10kV金五515线路北白旗公变","红",0,0]
[1067,"承德供电公司","滦平县供电公司","虎什哈镇供电所","虎什哈镇","北山根村北白旗","0503583853","10kV金五515线路北白旗二公变","红",0,0]
[1068,"承德供电公司","滦平县供电公司","虎什哈镇供电所","虎什哈镇","北狮沟村","0503580553","10kV金五515线路北狮沟公变","红",0,0]
[1069,"承德供电公司","滦平县供电公司","虎什哈镇供电所","虎什哈镇","北狮沟村","0503582171","10kV金五515线路北狮沟二组公变（新200）","红",0,0]
[1070,"承德供电公司","滦平县供电公司","虎什哈镇供电所","虎什哈镇","北狮沟村","1502718033","10kV金五515线路北狮沟三组公变","红",0,0]
[1071,"承德供电公司","滦平县供电公司","虎什哈镇供电所","虎什哈镇","北狮子沟门村","1502718034","10kV金五515线路北狮沟一号公变","红",0,0]
[1072,"承德供电公司","滦平县供电公司","虎什哈镇供电所","虎什哈镇","官营子村北拐子","1503454839","10kV金五515线路北拐子村西一号公变","红",0,0]
[1073,"承德供电公司","滦平县供电公司","虎什哈镇供电所","虎什哈镇","官营子村北拐子","0503583849","10kV金五515线路北拐子二号公变","红",0,0]
[1074,"承德供电公司","滦平县供电公司","虎什哈镇供电所","虎什哈镇","北山根村勺地沟","1502717964","10kV金五515线路勺地沟公变","红",0,0]
[1075,"承德供电公司","滦平县供电公司","虎什哈镇供电所","五道营子满族乡","老米沟村关门山子","1609242705014624","10kV金五515线路关门山子公变（TTU）","红",0,0]
[1076,"承德供电公司","滦平县供电公司","虎什哈镇供电所","五道营子满族乡","五道营子村","1612230805123879","10kV金五515线路五道营四号公变","绿",310.28,0]
[1077,"承德供电公司","滦平县供电公司","虎什哈镇供电所","五道营子满族乡","五道营子村","1605242905090072","10kV金五515线路五道营五号公变","红",0,0]
[1078,"承德供电公司","滦平县供电公司","虎什哈镇供电所","五道营子满族乡","五道营子村","1502717983","10kV金五515线路五道营二公变","红",0,0]
[1079,"承德供电公司","滦平县供电公司","虎什哈镇供电所","五道营子满族乡","五道营子村","1502717984","10kV金五515线路五道营一公变","红",0,0]
[1080,"承德供电公司","滦平县供电公司","虎什哈镇供电所","五道营子满族乡","上台子村五天明沟","1609242705011956","10kV金五515线路五条明沟公变（TTU）","红",0,0]
[1081,"承德供电公司","滦平县供电公司","虎什哈镇供电所","五道营子满族乡","上台子村五天明沟","1502916962","10kV金五515线路五条明沟二公变","红",0,0]
[1082,"承德供电公司","滦平县供电公司","虎什哈镇供电所","五道营子满族乡","上台子村五天明沟","1601240905014833","10kV金五515线路五条明沟三号公变","红",0,0]
[1083,"承德供电公司","滦平县供电公司","虎什哈镇供电所","五道营子满族乡","西甸子村大东沟","1502717982","10kV金五515线路东沟门公变","红",0,0]
[1084,"承德供电公司","滦平县供电公司","虎什哈镇供电所","五道营子满族乡","上台子村","1502717987","10kV金五515线路上台子公变","红",0,0]
[1085,"承德供电公司","滦平县供电公司","虎什哈镇供电所","五道营子满族乡","上台子村","1601240905026136","10kV金五515线路上台子三号公变","红",0,0]
[1086,"承德供电公司","滦平县供电公司","虎什哈镇供电所","五道营子满族乡","西甸子村三星地","1611251905030373","10kV金五515线路三星地公变","红",0,0]
[1087,"承德供电公司","滦平县供电公司","虎什哈镇供电所","虎什哈镇","金台子村三岔口","0503582175","10kV金五515线路三岔口二公变","红",0,0]
[1088,"承德供电公司","滦平县供电公司","虎什哈镇供电所","虎什哈镇","金台子村三岔口","1502717971","10kV金五515线路三岔口东沟公变","红",0,0]
[1089,"承德供电公司","滦平县供电公司","虎什哈镇供电所","虎什哈镇","金台子村三岔口","1502717960","10kV金五515线路三岔口一号公变","红",0,0]
[1090,"承德供电公司","滦平县供电公司","张百湾镇供电所","张百湾镇","五道岭村","1502652530","10kV西五530线路河东公变","绿",60.9513,0]
[1091,"承德供电公司","滦平县供电公司","张百湾镇供电所","张百湾镇","五道岭村","1503403468","10kV西五530线路孟台子二台公变","绿",94.8252,0]
[1092,"承德供电公司","滦平县供电公司","张百湾镇供电所","张百湾镇","五道岭村","1502652539","10kV西五530线路四道沟北台公变","绿",9.3136,0]
[1093,"承德供电公司","滦平县供电公司","张百湾镇供电所","张百湾镇","五道岭村","1502652538","10kV西五530线路四道沟公变","绿",41.3021,0]
[1094,"承德供电公司","滦平县供电公司","张百湾镇供电所","张百湾镇","五道岭村","1502652531","10kV西五530线路四道岭公变","绿",25.1,0]
[1095,"承德供电公司","滦平县供电公司","张百湾镇供电所","张百湾镇","五道岭村","1503454906","10kV西五530线路四道岭二公变","绿",23.48,0]
[1096,"承德供电公司","滦平县供电公司","张百湾镇供电所","张百湾镇","五道岭村","1606241805038755","10kV西五530线路四道岭三公变","绿",72.1746,0]
[1097,"承德供电公司","滦平县供电公司","张百湾镇供电所","张百湾镇","五道岭村","1502652529","10kV西五530线路北马圈子公变","绿",40,0]
[1098,"承德供电公司","滦平县供电公司","张百湾镇供电所","张百湾镇","五道岭村","1503454908","10kV西五530线路北马圈子二公变","绿",51.4349,0]
[1099,"承德供电公司","滦平县供电公司","张百湾镇供电所","张百湾镇","偏道子村","1606241805039569","10kV西五530线路北马圈子三公变","绿",46.06,0]
[1100,"承德供电公司","滦平县供电公司","张百湾镇供电所","张百湾镇","五道岭村","1503454909","10kV西五530线路五道岭南公变","绿",41.8269,0]
[1101,"承德供电公司","滦平县供电公司","张百湾镇供电所","张百湾镇","五道岭村","1502652532","10kV西五530线路五道岭公变","绿",101.4061,0]
[1102,"承德供电公司","滦平县供电公司","张百湾镇供电所","张百湾镇","五道岭村","1502652535","10kV西五530线路二道沟西沟公变","绿",24.5073,0]
[1103,"承德供电公司","滦平县供电公司","张百湾镇供电所","张百湾镇","五道岭村","1502652537","10kV西五530线路九道河公变","绿",30.8416,0]
[1104,"承德供电公司","滦平县供电公司","虎什哈镇供电所","虎什哈镇","西营坊村红旗","1503454828","10kV虎大511线路营房五号公变","红",0,0]
[1105,"承德供电公司","滦平县供电公司","虎什哈镇供电所","虎什哈镇","西营坊村","0503587757","10kV虎大511线路营房二号公变","红",0,0]
[1106,"承德供电公司","滦平县供电公司","虎什哈镇供电所","虎什哈镇","西营坊村红旗","0503587760","10kV虎大511线路红旗四号公变","红",0,0]
[1107,"承德供电公司","滦平县供电公司","虎什哈镇供电所","虎什哈镇","西营坊村红旗","0503587759","10kV虎大511线路红旗六号公变","红",0,0]
[1108,"承德供电公司","滦平县供电公司","虎什哈镇供电所","虎什哈镇","西营坊村红旗","0503587758","10kV虎大511线路红旗五号公变","红",0,0]
[1109,"承德供电公司","滦平县供电公司","虎什哈镇供电所","虎什哈镇","西营坊村红旗","0503587763","10kV虎大511线路红旗三号公变","红",0,0]
[1110,"承德供电公司","滦平县供电公司","虎什哈镇供电所","虎什哈镇","大河北村岗子","1502718031","10kV虎大511线路岗子四号公变","红",0,0]
[1111,"承德供电公司","滦平县供电公司","虎什哈镇供电所","虎什哈镇","大河北村岗子","0503582692","10kV虎大511线路岗子二号公变","红",0,0]
[1112,"承德供电公司","滦平县供电公司","虎什哈镇供电所","虎什哈镇","大河北村岗子","0503582697","10kV虎大511线路岗子三号公变","红",0,0]
[1113,"承德供电公司","滦平县供电公司","虎什哈镇供电所","虎什哈镇","大河北村岗子","0503582693","10kV虎大511线路岗子一号公变","红",0,0]
[1114,"承德供电公司","滦平县供电公司","安纯沟门镇供电所","安纯沟门镇","小白旗村","1650003005904","10kV虎大511线路小白旗西地公变台区","红",0,0]
[1115,"承德供电公司","滦平县供电公司","虎什哈镇供电所","虎什哈镇","大河北村","0503582696","10kV虎大511线路大河北二号公变","红",0,0]
[1116,"承德供电公司","滦平县供电公司","虎什哈镇供电所","虎什哈镇","大河北村","0503582694","10kV虎大511线路大河北三号公变","红",0,0]
[1117,"承德供电公司","滦平县供电公司","虎什哈镇供电所","虎什哈镇","大河北村","0503582698","10kV虎大511线路大河北一号公变","红",0,0]
[1118,"承德供电公司","滦平县供电公司","虎什哈镇供电所","虎什哈镇","大河北村","1503454827","10kV虎大511线路大河北4号公变","红",0,0]
[1119,"承德供电公司","滦平县供电公司","安纯沟门镇供电所","安纯沟门镇","小白旗村","1610231805018270","10kV虎大511线路上八十亩地公变","红",0,0]
[1120,"承德供电公司","滦平县供电公司","虎什哈镇供电所","邓厂满族乡","高窝铺村","1612241705018349","10kV虎七512线路高窝铺三号公变","红",0,0]
[1121,"承德供电公司","滦平县供电公司","虎什哈镇供电所","虎什哈镇","高卧铺村","1503454826","10kV虎七512线路高卧铺二台区","红",0,0]
[1122,"承德供电公司","滦平县供电公司","虎什哈镇供电所","虎什哈镇","邓厂村","1503454822","10kV虎七512线路邓厂二台区","红",0,0]
[1123,"承德供电公司","滦平县供电公司","虎什哈镇供电所","邓厂满族乡","下王营子村","1612241705016657","10kV虎七512线路邓厂三号公变","红",0,0]
[1124,"承德供电公司","滦平县供电公司","虎什哈镇供电所","虎什哈镇","西营房村","1503586772","10kV虎七512线路营房四号公变","红",0,0]
[1125,"承德供电公司","滦平县供电公司","虎什哈镇供电所","虎什哈镇","西营房村","0503587767","10kV虎七512线路营房三号公变","红",0,0]
[1126,"承德供电公司","滦平县供电公司","虎什哈镇供电所","虎什哈镇","西营房村","1503586775","10kV虎七512线路营房一号公变","红",0,0]
[1127,"承德供电公司","滦平县供电公司","虎什哈镇供电所","虎什哈镇","高卧铺村王卧铺","1605242905105092","10kV虎七512线路王卧铺二号公变","红",0,0]
[1128,"承德供电公司","滦平县供电公司","虎什哈镇供电所","虎什哈镇","猴山村北大庙","0503587755","10kV虎七512线路猴山一号公变","红",0,0]
[1129,"承德供电公司","滦平县供电公司","虎什哈镇供电所","虎什哈镇","三道河村河西","1503454831","10kV虎七512线路河西二台区","红",0,0]
[1130,"承德供电公司","滦平县供电公司","虎什哈镇供电所","虎什哈镇","三道河村河西","0503584218","10kV虎七512线路河西三公变","红",0,0]
[1131,"承德供电公司","滦平县供电公司","虎什哈镇供电所","虎什哈镇","三道河村河西","0503584219","10kV虎七512线路河西一号公变","红",0,0]
[1132,"承德供电公司","滦平县供电公司","虎什哈镇供电所","虎什哈镇","三道河村四道河小黑沟","1609232705026531","10kV虎七512线路小黑沟二公变","红",0,0]
[1133,"承德供电公司","滦平县供电公司","虎什哈镇供电所","虎什哈镇","猴山村小宾沟","0503598013","10kV虎七512线路小宾沟公变新","红",0,0]
[1134,"承德供电公司","滦平县供电公司","虎什哈镇供电所","虎什哈镇","猴山村","1605242905102842","10kV虎七512线路小南沟公变新","红",0,0]
[1135,"承德供电公司","滦平县供电公司","虎什哈镇供电所","虎什哈镇","三道河村","0503587764","10kV虎七512线路四道河二号公变","红",0,0]
[1136,"承德供电公司","滦平县供电公司","虎什哈镇供电所","虎什哈镇","三道河村四道河","1503586773","10kV虎七512线路四道河三号公变","红",0,0]
[1137,"承德供电公司","滦平县供电公司","虎什哈镇供电所","虎什哈镇","三道河村四道河","0503587765","10kV虎七512线路四道河一号公变","红",0,0]
[1138,"承德供电公司","滦平县供电公司","虎什哈镇供电所","邓厂满族乡","下王营子村四道梁","1612241705017229","10kV虎七512线路四道梁二号公变","红",0,0]
[1139,"承德供电公司","滦平县供电公司","虎什哈镇供电所","虎什哈镇","猴山村北大庙","0503598011","10kV虎七512线路北大庙一公变新","红",0,0]
[1140,"承德供电公司","滦平县供电公司","虎什哈镇供电所","虎什哈镇","六道河村","1503454829","10kV虎七512线路六道河四公变","红",0,0]
[1141,"承德供电公司","滦平县供电公司","虎什哈镇供电所","虎什哈镇","六道河村","0503587769","10kV虎七512线路六道河二号公变（新）","红",0,0]
[1142,"承德供电公司","滦平县供电公司","虎什哈镇供电所","虎什哈镇","六道河村","1503396700","10kV虎七512线路六道河三台区","红",0,0]
[1143,"承德供电公司","滦平县供电公司","虎什哈镇供电所","虎什哈镇","六道河村","1502683608","10kV虎七512线路六道河一号公变","红",0,0]
[1144,"承德供电公司","滦平县供电公司","虎什哈镇供电所","虎什哈镇","六道河村五道河","0503584195","10kV虎七512线路五道河新公变","红",0,0]
[1145,"承德供电公司","滦平县供电公司","虎什哈镇供电所","虎什哈镇","猴山村五道梁","0503599372","10kV虎七512线路五道梁公变","红",0,0]
[1146,"承德供电公司","滦平县供电公司","虎什哈镇供电所","邓厂满族乡","下王营子村","1612241705015651","10kV虎七512线路下王营二号公变","红",0,0]
[1147,"承德供电公司","滦平县供电公司","虎什哈镇供电所","邓厂满族乡","高窝铺村上王营","1612241705016661","10kV虎七512线路上王营二号公变","红",0,0]
[1148,"承德供电公司","滦平县供电公司","虎什哈镇供电所","虎什哈镇","三道河村","0503587770","10kV虎七512线路三道河四号公变","红",0,0]
[1149,"承德供电公司","滦平县供电公司","虎什哈镇供电所","虎什哈镇","三道河村","0503587768","10kV虎七512线路三道河六号公变","红",0,0]
[1150,"承德供电公司","滦平县供电公司","虎什哈镇供电所","虎什哈镇","三道河村","0503587771","10kV虎七512线路三道河五号公变","红",0,0]
[1151,"承德供电公司","滦平县供电公司","虎什哈镇供电所","虎什哈镇","三道河村","1502717993","10kV虎七512线路三道河三号公变","红",0,0]
[1152,"承德供电公司","滦平县供电公司","虎什哈镇供电所","虎什哈镇","六道河村七道河","1601240905023931","10kV虎七512线路七道河大绿公变","红",0,0]
[1153,"承德供电公司","滦平县供电公司","虎什哈镇供电所","虎什哈镇","六道河村","0503587754","10kV虎七512线路七道河二号公变","红",0,0]
[1154,"承德供电公司","滦平县供电公司","虎什哈镇供电所","虎什哈镇","六道河村七道河","0503587753","10kV虎七512线路七道河一号公变","红",0,0]
[1155,"承德供电公司","滦平县供电公司","虎什哈镇供电所","虎什哈镇","高卧铺村","1502718008","10kV虎七512线路10kV虎七512线路高卧铺公变","红",0,0]
[1156,"承德供电公司","滦平县供电公司","虎什哈镇供电所","虎什哈镇","猴山村韭菜沟","1502718000","10kV虎七512线路10kV虎七512线路韭菜沟公变","红",0,0]
[1157,"承德供电公司","滦平县供电公司","虎什哈镇供电所","虎什哈镇","邓厂村","1502718005","10kV虎七512线路10kV虎七512线路邓厂村公变","红",0,0]
[1158,"承德供电公司","滦平县供电公司","虎什哈镇供电所","虎什哈镇","高卧铺村纪卧铺","1502718010","10kV虎七512线路10kV虎七512线路纪卧铺公变","红",0,0]
[1159,"承德供电公司","滦平县供电公司","虎什哈镇供电所","虎什哈镇","高卧铺村米卧铺","1502718009","10kV虎七512线路10kV虎七512线路米卧铺公变","红",0,0]
[1160,"承德供电公司","滦平县供电公司","虎什哈镇供电所","虎什哈镇","高卧铺王卧铺","1502718006","10kV虎七512线路10kV虎七512线路王卧铺公变","红",0,0]
[1161,"承德供电公司","滦平县供电公司","虎什哈镇供电所","虎什哈镇","猴山村大南沟","1502718001","10kV虎七512线路10kV虎七512线路大南沟公变","红",0,0]
[1162,"承德供电公司","滦平县供电公司","虎什哈镇供电所","虎什哈镇","猴山村四道梁","1502718003","10kV虎七512线路10kV虎七512线路四道梁公变","红",0,0]
[1163,"承德供电公司","滦平县供电公司","虎什哈镇供电所","虎什哈镇","下王营村","1502718004","10kV虎七512线路10kV虎七512线路下王营公变","红",0,0]
[1164,"承德供电公司","滦平县供电公司","虎什哈镇供电所","虎什哈镇","三道河村","1502717995","10kV虎七512线路10kV虎七512线路三道河二公变","红",0,0]
[1165,"承德供电公司","滦平县供电公司","虎什哈镇供电所","虎什哈镇","三道河村","1502717994","10kV虎七512线路10kV虎七512线路三道河一公变","红",0,0]
[1166,"承德供电公司","滦平县供电公司","张百湾镇供电所","张百湾镇","下洼子村","1503396725","10kV蓝旗517线路黄营子西公变","绿",52.0897,0]
[1167,"承德供电公司","滦平县供电公司","张百湾镇供电所","张百湾镇","偏道子村","1606241805036971","10kV蓝旗517线路河西二公变","绿",10.837,0]
[1168,"承德供电公司","滦平县供电公司","张百湾镇供电所","张百湾镇","下洼子村","1610241105102462","10kV蓝旗517线路扁岩沟一公变","绿",78.2199,0]
[1169,"承德供电公司","滦平县供电公司","张百湾镇供电所","张百湾镇","下洼子村","1606241805039573","10kV蓝旗517线路岭沟公变","绿",23.9312,0]
[1170,"承德供电公司","滦平县供电公司","张百湾镇供电所","张百湾镇","偏道子村","1606241805036963","10kV蓝旗517线路偏道子三公变","绿",79.9654,0]
[1171,"承德供电公司","滦平县供电公司","张百湾镇供电所","张百湾镇","下洼子村","1606241805043144","10kV蓝旗517线路二铺二公变","绿",6.013,0]
[1172,"承德供电公司","滦平县供电公司","张百湾镇供电所","张百湾镇","下洼子村","1503454904","10kV蓝旗517线路下洼子西公变","绿",114.6329,0]
[1173,"承德供电公司","滦平县供电公司","张百湾镇供电所","张百湾镇","下洼子村","0503664498","10kV蓝旗517线路下洼子东公变","绿",10.9297,0]
[1174,"承德供电公司","滦平县供电公司","张百湾镇供电所","张百湾镇","下洼子村","1503396888","10kV蓝旗517山嘴二公变","绿",103.6777,0]
[1175,"承德供电公司","滦平县供电公司","张百湾镇供电所","大屯镇","东窑上村","1605241105195007","10kV营房519线路西南沟二台公变","绿",80.1014,0]
[1176,"承德供电公司","滦平县供电公司","张百湾镇供电所","大屯镇","大屯村","0503661084","10kV营房519线路营房一队东公变","绿",190.1287,0]
[1177,"承德供电公司","滦平县供电公司","张百湾镇供电所","滦平镇","王家沟村","1606241805036975","10kV营房519线路王家沟中公变","绿",340.254,0]
[1178,"承德供电公司","滦平县供电公司","张百湾镇供电所","滦平镇","王家沟村","1606241805038751","10kV营房519线路关营二公变","绿",137.9528,0]
[1179,"承德供电公司","滦平县供电公司","红旗镇供电所","红旗镇","红旗村","1612252305084401","10kV红梁511线路红旗西门2号","绿",252,0]
[1180,"承德供电公司","滦平县供电公司","红旗镇供电所","红旗镇","桥头村","0503664515","10kV红梁511线路桥头白沟台区","绿",33.2239,0]
[1181,"承德供电公司","滦平县供电公司","红旗镇供电所","红旗镇","大沟村","0503664516","10kV红小512线路范家沟台区","绿",9.8474,0]
[1182,"承德供电公司","滦平县供电公司","红旗镇供电所","红旗镇","红旗村","1503400744","10kV紅梁511线路红旗西门","绿",434.3856,0]
[1183,"承德供电公司","滦平县供电公司","红旗镇供电所","红旗镇","红旗村","1503395004","10kV紅梁511线路红旗后沟门","绿",72.1236,0]
[1184,"承德供电公司","滦平县供电公司","红旗镇供电所","红旗镇","桥头村","1503400742","10kV紅梁511线路碾子沟下铺","绿",20.8804,0]
[1185,"承德供电公司","滦平县供电公司","红旗镇供电所","红旗镇","桥头村","1503400743","10kV紅梁511线路桥头杨凤沟门","绿",27.0288,0]
[1186,"承德供电公司","滦平县供电公司","红旗镇供电所","红旗镇","桥头村","1503395003","10kV紅梁511线路桥头南地","绿",22.7247,0]
[1187,"承德供电公司","滦平县供电公司","红旗镇供电所","红旗镇","桥头村","1503394999","10kV紅梁511线路桥头北","绿",62.888,0]
[1188,"承德供电公司","滦平县供电公司","红旗镇供电所","红旗镇","桥头村","1503395001","10kV紅梁511线路桥头中","绿",35.4121,0]
[1189,"承德供电公司","滦平县供电公司","火斗山镇供电所","付家店满族乡","付家店满族乡四道梁村","1502645830","10kV火马512线路高卧铺公变","绿",84.68,0]
[1190,"承德供电公司","滦平县供电公司","火斗山镇供电所","付家店满族乡","付家店满族乡付家店村","1502645840","10kV火马512线路青龙泉公变","绿",57.4935,0]
[1191,"承德供电公司","滦平县供电公司","火斗山镇供电所","付家店满族乡","付家店满族乡青松营村","1502645835","10kV火马512线路青松营公变","绿",57.4935,0]
[1192,"承德供电公司","滦平县供电公司","火斗山镇供电所","付家店满族乡","付家店满族乡三道沟门村","0503684536","10kV火马512线路蕨菜沟公变（TTU)","绿",57.4935,0]
[1193,"承德供电公司","滦平县供电公司","火斗山镇供电所","付家店满族乡","付家店满族乡三道沟门村","1502645834","10kV火马512线路蕨菜沟公变","绿",42.648,0]
[1194,"承德供电公司","滦平县供电公司","火斗山镇供电所","付家店满族乡","付家店满族乡三道沟门村","1502939842","10kV火马512线路猴头沟新增公变","绿",25.1534,0]
[1195,"承德供电公司","滦平县供电公司","火斗山镇供电所","付家店满族乡","付家店满族乡三道沟门村","1502645831","10kV火马512线路猴头沟公变","绿",45.8936,0]
[1196,"承德供电公司","滦平县供电公司","火斗山镇供电所","火斗山镇","火斗山镇兴隆庄村","1502645797","10kV火马512线路水泉沟公变","绿",27.22,0]
[1197,"承德供电公司","滦平县供电公司","火斗山镇供电所","付家店满族乡","付家店满族乡三道沟门村","1502645836","10kV火马512线路梁根公变","绿",27.5642,0]
[1198,"承德供电公司","滦平县供电公司","火斗山镇供电所","付家店满族乡","付家店满族乡三道沟门村","1502939843","10kV火马512线路柏岩沟公变（新）","绿",57.4935,0]
[1199,"承德供电公司","滦平县供电公司","火斗山镇供电所","付家店满族乡","付家店满族乡三道沟门村","1502645832","10kV火马512线路柏岩沟公变","绿",57.4935,0]
[1200,"承德供电公司","滦平县供电公司","火斗山镇供电所","火斗山镇","火斗山镇兴隆庄村","1502645799","10kV火马512线路小石盘公变","绿",96.23,0]
[1201,"承德供电公司","滦平县供电公司","火斗山镇供电所","付家店满族乡","付家店满族乡四道梁村","1502645800","10kV火马512线路四道梁三六组公变","绿",90.11,0]
[1202,"承德供电公司","滦平县供电公司","火斗山镇供电所","付家店满族乡","付家店满族乡四道梁村","1502645801","10kV火马512线路四道梁一二组公变","绿",31.88,0]
[1203,"承德供电公司","滦平县供电公司","火斗山镇供电所","付家店满族乡","付家店满族乡三道沟门村","1503268883","10kV火马512线路南梁公变（新）","绿",52.2078,0]
[1204,"承德供电公司","滦平县供电公司","火斗山镇供电所","付家店满族乡","付家店满族乡付家店村","1502645841","10kV火马512线路南岔子公变","绿",22.2604,0]
[1205,"承德供电公司","滦平县供电公司","火斗山镇供电所","付家店满族乡","付家店满族乡付家店村","1502645839","10kV火马512线路加马石公变","绿",8.0136,0]
[1206,"承德供电公司","滦平县供电公司","火斗山镇供电所","火斗山镇","火斗山镇兴隆庄村","1502645798","10kV火马512线路兴隆庄公变","绿",57.4935,0]
[1207,"承德供电公司","滦平县供电公司","火斗山镇供电所","付家店满族乡","付家店满族乡付家店村","1502645837","10kV火马512线路付家店公变","绿",57.4935,0]
[1208,"承德供电公司","滦平县供电公司","火斗山镇供电所","付家店满族乡","付家店满族乡青松营村","1502645861","10kV火马512线路下营公变","绿",18.52,0]
[1209,"承德供电公司","滦平县供电公司","火斗山镇供电所","付家店满族乡","付家店满族乡三道沟门村","1502645862","10kV火马512线路三道沟门梁根公变","绿",16.615,0]
[1210,"承德供电公司","滦平县供电公司","火斗山镇供电所","付家店满族乡","付家店满族乡三道沟门村","1502645833","10kV火马512线路三道沟门公变","绿",53.3161,0]
[1211,"承德供电公司","滦平县供电公司","火斗山镇供电所","付家店满族乡","付家店满族乡四道梁村","1502939844","10kV火马512线路三六组新增公变","绿",26.65,0]
[1212,"承德供电公司","滦平县供电公司","火斗山镇供电所","火斗山镇","火斗山镇长海沟门村","1502939840","10kV火拉511线路清水湾公变","绿",85.1114,0]
[1213,"承德供电公司","滦平县供电公司","火斗山镇供电所","火斗山镇","火斗山镇张家沟门村","1502939839","10kV火拉511线路河北公变","绿",25.2881,0]
[1214,"承德供电公司","滦平县供电公司","火斗山镇供电所","火斗山镇","张家沟门村","1607250805002571","10kV火拉511线路张家沟门新增公变","绿",27.0526,0]
[1215,"承德供电公司","滦平县供电公司","火斗山镇供电所","火斗山镇","火斗山镇苇子峪村","1502645787","10kV火拉511线路小营公变","绿",79.65,0]
[1216,"承德供电公司","滦平县供电公司","火斗山镇供电所","火斗山镇","火斗山镇孙营村","1502939841","10kV火拉511线路孙营三组公变","绿",88.6101,0]
[1217,"承德供电公司","滦平县供电公司","火斗山镇供电所","火斗山镇","火斗山镇苇子峪村","1502645789","10kV火拉511线路大营公变","绿",95.26,0]
[1218,"承德供电公司","滦平县供电公司","安纯沟门镇供电所","平坊乡","黄木沟村","1503454797","10kV滦小519线路黄木沟西沟台区","绿",12.2413,0]
[1219,"承德供电公司","滦平县供电公司","安纯沟门镇供电所","平坊乡","黄木沟村","1502719011","10kV滦小519线路黄木沟公变","绿",11.0033,0]
[1220,"承德供电公司","滦平县供电公司","安纯沟门镇供电所","平坊乡","黄木沟村","1503454798","10kV滦小519线路黄木沟东沟台区","绿",10.3533,0]
[1221,"承德供电公司","滦平县供电公司","安纯沟门镇供电所","平坊乡","黄木沟村","1502718962","10kV滦小519线路黄木沟一组公变","绿",67.699,0]
[1222,"承德供电公司","滦平县供电公司","安纯沟门镇供电所","安纯沟门镇","曹营村","1502719008","10kV滦小519线路高窝铺公变","绿",42.5819,0]
[1223,"承德供电公司","滦平县供电公司","安纯沟门镇供电所","安纯沟门镇","骡子沟村","1502719016","10kV滦小519线路骡子沟门公变","绿",88.01,0]
[1224,"承德供电公司","滦平县供电公司","安纯沟门镇供电所","安纯沟门镇","骡子沟村","1502719017","10kV滦小519线路骡子沟五六队公变","绿",119.9981,0]
[1225,"承德供电公司","滦平县供电公司","安纯沟门镇供电所","安纯沟门镇","骡子沟村","1610241605043848","10kV滦小519线路骡子沟二台区","绿",82.2416,0]
[1226,"承德供电公司","滦平县供电公司","安纯沟门镇供电所","安纯沟门镇","骡子沟村","1502718996","10kV滦小519线路骡子沟一二公变","绿",40.9254,0]
[1227,"承德供电公司","滦平县供电公司","安纯沟门镇供电所","平坊乡","于营村","1502718971","10kV滦小519线路马场公变","绿",24.5886,0]
[1228,"承德供电公司","滦平县供电公司","安纯沟门镇供电所","平坊乡","马圈子村","1502718977","10kV滦小519线路马圈子公变","绿",86.5241,0]
[1229,"承德供电公司","滦平县供电公司","安纯沟门镇供电所","平坊乡","马圈子村","1502718964","10kV滦小519线路银窝沟五组公变","绿",5.5496,0]
[1230,"承德供电公司","滦平县供电公司","安纯沟门镇供电所","平坊乡","马圈子村","1502805164","10kV滦小519线路银窝沟二组新增公变","绿",22.2488,0]
[1231,"承德供电公司","滦平县供电公司","安纯沟门镇供电所","平坊乡","马圈子村","1502719012","10kV滦小519线路银窝沟二组公变","绿",3.3421,0]
[1232,"承德供电公司","滦平县供电公司","安纯沟门镇供电所","平坊乡","马圈子村","1502718963","10kV滦小519线路银窝沟三组公变","绿",18.9803,0]
[1233,"承德供电公司","滦平县供电公司","安纯沟门镇供电所","平坊乡","马圈子村","1502718978","10kV滦小519线路银窝沟一四组公变","绿",6.9272,0]
[1234,"承德供电公司","滦平县供电公司","安纯沟门镇供电所","平坊乡","路营村","1502646636","10kV滦小519线路路营公变","绿",53.8538,0]
[1235,"承德供电公司","滦平县供电公司","安纯沟门镇供电所","平坊乡","路营村","1502718429","10kV滦小519线路路营五组公变","绿",31.73,0]
[1236,"承德供电公司","滦平县供电公司","安纯沟门镇供电所","安纯沟门镇","骡子沟村","1610241605038172","10kV滦小519线路谷山尖厂台区","绿",31.1208,0]
[1237,"承德供电公司","滦平县供电公司","安纯沟门镇供电所","安纯沟门镇","骡子沟村","1502719027","10kV滦小519线路谷山公变","绿",80.5349,0]
[1238,"承德供电公司","滦平县供电公司","安纯沟门镇供电所","安纯沟门镇","谭营村","1502719020","10kV滦小519线路谭营公变","绿",74.84,0]
[1239,"承德供电公司","滦平县供电公司","安纯沟门镇供电所","安纯沟门镇","杨树沟门村","1650003025702","10kV滦小519线路谭营二台区","绿",134.6,0]
[1240,"承德供电公司","滦平县供电公司","安纯沟门镇供电所","平坊乡","平坊村","1609231905127319","10kV滦小519线路要子沟四组公变","绿",34.1347,0]
[1241,"承德供电公司","滦平县供电公司","安纯沟门镇供电所","平坊乡","平坊村","1502719025","10kV滦小519线路要子沟公变","绿",141.174,0]
[1242,"承德供电公司","滦平县供电公司","安纯沟门镇供电所","平坊乡","平坊村","1502718969","10kV滦小519线路要子沟二台区公变","绿",11.9551,0]
[1243,"承德供电公司","滦平县供电公司","安纯沟门镇供电所","平坊乡","平坊村","1610242805055650","10kV滦小519线路要子沟一队台区","绿",55.4852,0]
[1244,"承德供电公司","滦平县供电公司","安纯沟门镇供电所","安纯沟门镇","东营村","1610241605044382","10kV滦小519线路西营村西台区","绿",89.9742,0]
[1245,"承德供电公司","滦平县供电公司","安纯沟门镇供电所","安纯沟门镇","东营村","1502720599","10kV滦小519线路西营北沟门公变","绿",159.1569,0]
[1246,"承德供电公司","滦平县供电公司","安纯沟门镇供电所","安纯沟门镇","东营村","1610241605043852","10kV滦小519线路西营北沟门二台区","绿",95.7416,0]
[1247,"承德供电公司","滦平县供电公司","安纯沟门镇供电所","安纯沟门镇","东营村","1502718998","10kV滦小519线路西营公变","绿",84.55,0]
[1248,"承德供电公司","滦平县供电公司","安纯沟门镇供电所","平坊乡","东山村","1650003024979","10kV滦小519线路西沟子公变台区","绿",80,0]
[1249,"承德供电公司","滦平县供电公司","安纯沟门镇供电所","平坊乡","东山村","1502718979","10kV滦小519线路西山一组公变","绿",36.786,0]
[1250,"承德供电公司","滦平县供电公司","安纯沟门镇供电所","安纯沟门镇","双栅子村","1502719003","10kV滦小519线路西双栅子公变","绿",89.6,0]
[1251,"承德供电公司","滦平县供电公司","安纯沟门镇供电所","安纯沟门镇","杨树沟门村","1502719001","10kV滦小519线路葛营公变","绿",84.0039,0]
[1252,"承德供电公司","滦平县供电公司","安纯沟门镇供电所","平坊乡","路营村","1502718973","10kV滦小519线路营坊公变","绿",104.0912,0]
[1253,"承德供电公司","滦平县供电公司","安纯沟门镇供电所","平坊乡","十八盘村","1610242805051495","10kV滦小519线路营坊二台区","绿",71.7984,0]
[1254,"承德供电公司","滦平县供电公司","安纯沟门镇供电所","安纯沟门镇","骡子沟村","1502718997","10kV滦小519线路红花沟公变","绿",82.49,0]
[1255,"承德供电公司","滦平县供电公司","安纯沟门镇供电所","安纯沟门镇","骡子沟村","1502718995","10kV滦小519线路穿心碾子公变","绿",84.01,0]
[1256,"承德供电公司","滦平县供电公司","安纯沟门镇供电所","安纯沟门镇","骡子沟村","1610241605043845","10kV滦小519线路穿心碾子二台区","绿",92.0934,0]
[1257,"承德供电公司","滦平县供电公司","安纯沟门镇供电所","安纯沟门镇","双栅子村","1502719004","10kV滦小519线路石门公变","绿",31.5339,0]
[1258,"承德供电公司","滦平县供电公司","安纯沟门镇供电所","安纯沟门镇","李栅子村","1502718983","10kV滦小519线路白沙沟公变","绿",82.9645,0]
[1259,"承德供电公司","滦平县供电公司","安纯沟门镇供电所","安纯沟门镇","李栅子村","1502719024","10kV滦小519线路熊沟公变","绿",80.1891,0]
[1260,"承德供电公司","滦平县供电公司","安纯沟门镇供电所","安纯沟门镇","安纯沟门村","1502718993","10kV滦小519线路河南营公变","绿",95.6087,0]
[1261,"承德供电公司","滦平县供电公司","安纯沟门镇供电所","安纯沟门镇","安纯沟门村","1502718992","10kV滦小519线路水泉沟门公变","绿",35.4368,0]
[1262,"承德供电公司","滦平县供电公司","安纯沟门镇供电所","安纯沟门镇","骡子沟村","1604250105028128","10kV滦小519线路榆木沟小西沟公变","绿",0.4528,0]
[1263,"承德供电公司","滦平县供电公司","安纯沟门镇供电所","安纯沟门镇","骡子沟村","1502719026","10kV滦小519线路榆木沟公变","绿",82.37,0]
[1264,"承德供电公司","滦平县供电公司","安纯沟门镇供电所","平坊乡","平坊村","1502718965","10kV滦小519线路梨树沟门公变","绿",130.6652,0]
[1265,"承德供电公司","滦平县供电公司","安纯沟门镇供电所","安纯沟门镇","桑园村","1502719018","10kV滦小519线路桑园公变","绿",68.3578,0]
[1266,"承德供电公司","滦平县供电公司","安纯沟门镇供电所","安纯沟门镇","杨树沟门村","1502719019","10kV滦小519线路杨门综合公变","绿",89.3,0]
[1267,"承德供电公司","滦平县供电公司","安纯沟门镇供电所","安纯沟门镇","杨树沟门村","1502718991","10kV滦小519线路杨树沟门公变","绿",87.26,0]
[1268,"承德供电公司","滦平县供电公司","安纯沟门镇供电所","安纯沟门镇","李栅子村","1502719023","10kV滦小519线路李栅子公变","绿",15.6109,0]
[1269,"承德供电公司","滦平县供电公司","安纯沟门镇供电所","平坊乡","路营村","1502718986","10kV滦小519线路木须沟公变","绿",76.7272,0]
[1270,"承德供电公司","滦平县供电公司","安纯沟门镇供电所","安纯沟门镇","曹营村","1502929714","10kV滦小519线路曹营大西沟公变","绿",80.58,0]
[1271,"承德供电公司","滦平县供电公司","安纯沟门镇供电所","安纯沟门镇","曹营","1502718985","10kV滦小519线路曹营公变","绿",86.09,0]
[1272,"承德供电公司","滦平县供电公司","安纯沟门镇供电所","安纯沟门镇","双栅子村","1502719021","10kV滦小519线路徐营公变","绿",85.95,0]
[1273,"承德供电公司","滦平县供电公司","安纯沟门镇供电所","安纯沟门镇","杨树沟门村","1502718975","10kV滦小519线路康大洼公变","绿",12.8826,0]
[1274,"承德供电公司","滦平县供电公司","安纯沟门镇供电所","安纯沟门镇","杨树沟门村","0503664585","10kV滦小519线路康大洼二台区变台","绿",67.1794,0]
[1275,"承德供电公司","滦平县供电公司","安纯沟门镇供电所","平坊乡","平坊村","1502718966","10kV滦小519线路平坊村平坊公变","绿",56.321,0]
[1276,"承德供电公司","滦平县供电公司","安纯沟门镇供电所","平坊乡","东山村","1502719009","10kV滦小519线路平坊乡西山公变","绿",46.3715,0]
[1277,"承德供电公司","滦平县供电公司","安纯沟门镇供电所","平坊乡","平坊村","1502719013","10kV滦小519线路平坊乡直公变","绿",52.3412,0]
[1278,"承德供电公司","滦平县供电公司","安纯沟门镇供电所","平坊乡","十八盘村","1502718968","10kV滦小519线路小要子沟公变","绿",85.3963,0]
[1279,"承德供电公司","滦平县供电公司","安纯沟门镇供电所","安纯沟门镇","安纯沟门村","1502719000","10kV滦小519线路小石盘沟公变","绿",44.5996,0]
[1280,"承德供电公司","滦平县供电公司","安纯沟门镇供电所","安纯沟门镇","安纯沟门村","1610241605044378","10kV滦小519线路小石盘沟二台区","绿",85.34,0]
[1281,"承德供电公司","滦平县供电公司","安纯沟门镇供电所","平坊乡","十八盘村","1502718974","10kV滦小519线路小乔木沟门公变","绿",15.6076,0]
[1282,"承德供电公司","滦平县供电公司","安纯沟门镇供电所","平坊乡","东山村","1502718980","10kV滦小519线路小乔木沟脑公变","绿",3.9032,0]
[1283,"承德供电公司","滦平县供电公司","安纯沟门镇供电所","平坊乡","十八盘村","1502718976","10kV滦小519线路小乔木沟公变","绿",13.1325,0]
[1284,"承德供电公司","滦平县供电公司","安纯沟门镇供电所","平坊乡","十八盘村","0503664475","10kV滦小519线路小乔木沟二台区变台","绿",81.5875,0]
[1285,"承德供电公司","滦平县供电公司","安纯沟门镇供电所","安纯沟门镇","曹营村","1502719022","10kV滦小519线路宋树沟门公变","绿",80.65,0]
[1286,"承德供电公司","滦平县供电公司","安纯沟门镇供电所","安纯沟门镇","曹营村","1610241605037602","10kV滦小519线路宋树沟门二台区","绿",79.627,0]
[1287,"承德供电公司","滦平县供电公司","安纯沟门镇供电所","安纯沟门镇","安纯沟门村","1601260405029714","10kV滦小519线路安纯沟门粮食收储站台区","绿",320,0]
[1288,"承德供电公司","滦平县供电公司","安纯沟门镇供电所","安纯沟门镇","安纯沟门村","1610241605045092","10kV滦小519线路安纯沟门新区台区","绿",91.4309,0]
[1289,"承德供电公司","滦平县供电公司","安纯沟门镇供电所","安纯沟门镇","安纯沟门村","1502718982","10kV滦小519线路安纯沟门公变","绿",208.8561,0]
[1290,"承德供电公司","滦平县供电公司","安纯沟门镇供电所","安纯沟门镇","安纯沟门村","1502929713","10kV滦小519线路安纯沟门乡直公变","绿",161.2433,0]
[1291,"承德供电公司","滦平县供电公司","滦平镇供电所","滦平镇","安乐","1502646697","10kV滦小519线路安乐公变","绿",316.7786,0]
[1292,"承德供电公司","滦平县供电公司","滦平镇供电所","滦平镇","安乐","1502646698","10kV滦小519线路安乐4-5队公变","绿",168.6894,0]
[1293,"承德供电公司","滦平县供电公司","安纯沟门镇供电所","安纯沟门镇","桑园村","1502718990","10kV滦小519线路头道沟门公变","绿",85.58,0]
[1294,"承德供电公司","滦平县供电公司","安纯沟门镇供电所","安纯沟门镇","平坊村","1502718984","10kV滦小519线路大乔木沟公变","绿",80.4751,0]
[1295,"承德供电公司","滦平县供电公司","安纯沟门镇供电所","平坊乡","平坊村","1650003006886","10kV滦小519线路大乔木沟二台区","绿",39.17,0]
[1296,"承德供电公司","滦平县供电公司","安纯沟门镇供电所","平坊乡","安纯沟门村","1611240605014730","10kV滦小519线路卢营肖家台区","绿",46.6012,0]
[1297,"承德供电公司","滦平县供电公司","安纯沟门镇供电所","安纯沟门镇","安纯沟门村","1502718994","10kV滦小519线路卢营公变","绿",90.7035,0]
[1298,"承德供电公司","滦平县供电公司","安纯沟门镇供电所","平坊乡","十八盘村","1610242805050964","10kV滦小519线路十八盘沟口台区","绿",24.8258,0]
[1299,"承德供电公司","滦平县供电公司","安纯沟门镇供电所","平坊乡","十八盘村","1502718967","10kV滦小519线路十八盘公变","绿",106.5202,0]
[1300,"承德供电公司","滦平县供电公司","安纯沟门镇供电所","安纯沟门镇","骡子沟村","1610241605046494","10kV滦小519线路冰冷沟台区","绿",87.92,0]
[1301,"承德供电公司","滦平县供电公司","安纯沟门镇供电所","平坊乡","偏岭村","1502718961","10kV滦小519线路偏岭公变","绿",99.1367,0]
[1302,"承德供电公司","滦平县供电公司","安纯沟门镇供电所","平坊乡","于营村","1609232605052562","10kV滦小519线路于营后沟公变台区","绿",1.7044,0]
[1303,"承德供电公司","滦平县供电公司","安纯沟门镇供电所","平坊乡","于营村","1502719014","10kV滦小519线路于营公变","绿",38.5177,0]
[1304,"承德供电公司","滦平县供电公司","安纯沟门镇供电所","平坊乡","于营村","1502718970","10kV滦小519线路于营五组公变","绿",62.2372,0]
[1305,"承德供电公司","滦平县供电公司","安纯沟门镇供电所","安纯沟门镇","东营村","1502718988","10kV滦小519线路二道沟里公变","绿",24.0317,0]
[1306,"承德供电公司","滦平县供电公司","安纯沟门镇供电所","安纯沟门镇","东营村","1502718989","10kV滦小519线路二道沟外公变","绿",91.72,0]
[1307,"承德供电公司","滦平县供电公司","安纯沟门镇供电所","安纯沟门镇","双栅子村","1502719005","10kV滦小519线路两间房公变","绿",24.88,0]
[1308,"承德供电公司","滦平县供电公司","安纯沟门镇供电所","安纯沟门镇","东营村","1610241605036343","10kV滦小519线路东营村西台区","绿",92.2214,0]
[1309,"承德供电公司","滦平县供电公司","安纯沟门镇供电所","安纯沟门镇","东营村","1610241605045088","10kV滦小519线路东营小苗地台区","绿",56.1515,0]
[1310,"承德供电公司","滦平县供电公司","安纯沟门镇供电所","安纯沟门镇","东营村","1502719015","10kV滦小519线路东营公变","绿",173.3856,0]
[1311,"承德供电公司","滦平县供电公司","安纯沟门镇供电所","安纯沟门镇","东营村","1502718999","10kV滦小519线路东营七十亩地公变","绿",102.0033,0]
[1312,"承德供电公司","滦平县供电公司","安纯沟门镇供电所","平坊乡","东山村","1650003025056","10kV滦小519线路东山村南公变台区","绿",61.25,0]
[1313,"承德供电公司","滦平县供电公司","安纯沟门镇供电所","平坊乡","东山村","1502718981","10kV滦小519线路东山公变","绿",88.6425,0]
[1314,"承德供电公司","滦平县供电公司","安纯沟门镇供电所","平坊乡","东山村","1502718987","10kV滦小519线路东山五组公变","绿",11.7,0]
[1315,"承德供电公司","滦平县供电公司","安纯沟门镇供电所","平坊乡","平坊村","1610242805051499","10kV滦小519线路下洼子村西台区","绿",99.62,0]
[1316,"承德供电公司","滦平县供电公司","安纯沟门镇供电所","平坊乡","平坊村","1502718972","10kV滦小519线路下洼子公变","绿",88.1365,0]
[1317,"承德供电公司","滦平县供电公司","安纯沟门镇供电所","安纯沟门镇","双栅子村","1601500177865","10kV滦小519线路下沟公变","绿",45.6784,0]
[1318,"承德供电公司","滦平县供电公司","安纯沟门镇供电所","安纯沟门镇","双栅子村","1650003024688","10kV滦小519线路下沟二台区","绿",80,0]
[1319,"承德供电公司","滦平县供电公司","安纯沟门镇供电所","安纯沟门镇","双栅子村","1502719006","10kV滦小519线路下水泉公变","绿",34.3718,0]
[1320,"承德供电公司","滦平县供电公司","安纯沟门镇供电所","安纯沟门镇","安纯沟门村","1503454800","10kV滦小519线路下坎变台","绿",123.7093,0]
[1321,"承德供电公司","滦平县供电公司","安纯沟门镇供电所","安纯沟门镇","双栅子村","1502719007","10kV滦小519线路上水泉公变","绿",12.5588,0]
[1322,"承德供电公司","滦平县供电公司","长山峪镇供电所","长山峪镇","西营村","1606241305039916","10kV滦东513线路西营东公变","绿",171.2561,0]
[1323,"承德供电公司","滦平县供电公司","长山峪镇供电所","长山峪镇","西营村","1606241805018451","10kV滦东513线路碧霞山河东新公变","绿",7.7128,0]
[1324,"承德供电公司","滦平县供电公司","长山峪镇供电所","长山峪镇","西营村","1606241305044017","10kV滦东513线路碧霞山村口公变","绿",76.5885,0]
[1325,"承德供电公司","滦平县供电公司","滦平镇供电所","滦平镇","岔道口","1503454816","10kV滦东513线路戴家沟","绿",171.1377,0]
[1326,"承德供电公司","滦平县供电公司","滦平镇供电所","滦平镇","岔道口","1503454815","10kV滦东513线路岔道口西沟小营","绿",85.1606,0]
[1327,"承德供电公司","滦平县供电公司","滦平镇供电所","滦平镇","岔道口","1503454814","10kV滦东513线路岔道口2","绿",128.3487,0]
[1328,"承德供电公司","滦平县供电公司","长山峪镇供电所","长山峪镇","西营村","1606241305043641","10kV滦东513线路姜台三队西公变","绿",42.7282,0]
[1329,"承德供电公司","滦平县供电公司","滦平镇供电所","滦平镇","岔道口","1502646713","10kV滦东513线路10kV滦东513线路岔道口西沟公变","绿",160.8292,0]
[1330,"承德供电公司","滦平县供电公司","滦平镇供电所","滦平镇","岔道口","1502646711","10kV滦东513线路10kV滦东513线路岔道口台区公变","绿",293.91,0]
[1331,"承德供电公司","滦平县供电公司","滦平镇供电所","滦平镇","岔道口","1502646707","10kV滦东513线路10kV滦东513线路小五队公变","绿",125.6062,0]
[1332,"承德供电公司","滦平县供电公司","滦平镇供电所","滦平镇","安乐","1502646699","10kV滦东513线路10kV滦东513线路安乐河东公变","绿",209.5868,0]
[1333,"承德供电公司","滦平县供电公司","滦平镇供电所","滦平镇","三地沟门村","1502646705","10kV滦东513线路10kV滦东513线路大刁屯里公变","绿",32.4212,0]
[1334,"承德供电公司","滦平县供电公司","滦平镇供电所","滦平镇","三地沟门村","1502646700","10kV滦东513线路10kV滦东513线路大刁屯村公变","绿",240.2538,0]
[1335,"承德供电公司","滦平县供电公司","滦平镇供电所","滦平镇","华子炉","1502646708","10kV滦东513线路10kV滦东513线路华子炉台区公变","绿",71.3058,0]
[1336,"承德供电公司","滦平县供电公司","张百湾镇供电所","大屯镇","菸青村","1502644110","10kV张滦516线路龙潭庙公变","绿",34.7521,0]
[1337,"承德供电公司","滦平县供电公司","张百湾镇供电所","大屯镇","菸青村","1503400806","10kV张滦516线路龙潭庙二公变","绿",41.4847,0]
[1338,"承德供电公司","滦平县供电公司","张百湾镇供电所","张百湾镇","陈营村","1502644098","10kV张滦516线路陈营大埔公变","绿",2.8711,0]
[1339,"承德供电公司","滦平县供电公司","张百湾镇供电所","张百湾镇","陈营村","1503396710","10kV张滦516线路陈营大埔东公变","绿",99.3633,0]
[1340,"承德供电公司","滦平县供电公司","张百湾镇供电所","张百湾镇","陈营村","0503661085","10kV张滦516线路陈营大埔三公变","绿",25.0239,0]
[1341,"承德供电公司","滦平县供电公司","张百湾镇供电所","张百湾镇","陈营村","1502644099","10kV张滦516线路陈营南公变","绿",47.2161,0]
[1342,"承德供电公司","滦平县供电公司","张百湾镇供电所","张百湾镇","陈营村","1502644439","10kV张滦516线路陈营公变","绿",60.8019,0]
[1343,"承德供电公司","滦平县供电公司","张百湾镇供电所","大屯镇","菸青村","1503586786","10kV张滦516线路陈营二台公变","绿",85.7625,0]
[1344,"承德供电公司","滦平县供电公司","张百湾镇供电所","大屯镇","窑岭村","1502897709","10kV张滦516线路遥岭北公变","绿",37.6315,0]
[1345,"承德供电公司","滦平县供电公司","张百湾镇供电所","大屯镇","烧锅营村","1502644449","10kV张滦516线路西山根公变","绿",87.7142,0]
[1346,"承德供电公司","滦平县供电公司","张百湾镇供电所","大屯镇","东窑上村","0503585477","10kV张滦516线路西南沟新公变","绿",35.0172,0]
[1347,"承德供电公司","滦平县供电公司","张百湾镇供电所","大屯镇","东窑上村","1503090574","10kV张滦516线路西南沟公变（新）","绿",38.6125,0]
[1348,"承德供电公司","滦平县供电公司","张百湾镇供电所","大屯镇","东窑上村","1503090573","10kV张滦516线路西南沟东公变","绿",235.5284,0]
[1349,"承德供电公司","滦平县供电公司","张百湾镇供电所","大屯镇","大屯村","1502644458","10kV张滦516线路营房山前公变","绿",338.58,0]
[1350,"承德供电公司","滦平县供电公司","张百湾镇供电所","大屯镇","大屯村","0503585473","10kV张滦516线路营房北新公变","绿",164.73,0]
[1351,"承德供电公司","滦平县供电公司","张百湾镇供电所","大屯镇","大屯村","1503404174","10kV张滦516线路营房北公变","绿",344.24,0]
[1352,"承德供电公司","滦平县供电公司","张百湾镇供电所","大屯镇","大屯村","1502644460","10kV张滦516线路营房公变","绿",321.2358,0]
[1353,"承德供电公司","滦平县供电公司","张百湾镇供电所","大屯镇","大屯村","1502897775","10kV张滦516线路营房一队公变","绿",292.36,0]
[1354,"承德供电公司","滦平县供电公司","张百湾镇供电所","大屯镇","菸青村","1502897710","10kV张滦516线路菸青公变","绿",142.557,0]
[1355,"承德供电公司","滦平县供电公司","张百湾镇供电所","大屯镇","菸青村","1503586784","10kV张滦516线路菸青二新公变","绿",164.2854,0]
[1356,"承德供电公司","滦平县供电公司","张百湾镇供电所","大屯镇","菸青村","1503400783","10kV张滦516线路菸青二公变","绿",154.1206,0]
[1357,"承德供电公司","滦平县供电公司","张百湾镇供电所","张百湾镇","陈营村","1502644109","10kV张滦516线路老洞沟公变","绿",24.1994,0]
[1358,"承德供电公司","滦平县供电公司","张百湾镇供电所","大屯镇","窑沟门村","0503583852","10kV张滦516线路窑沟门新公变","绿",346.8011,0]
[1359,"承德供电公司","滦平县供电公司","张百湾镇供电所","大屯镇","窑沟门村","1503400904","10kV张滦516线路窑沟门南公变","绿",122.9877,0]
[1360,"承德供电公司","滦平县供电公司","张百湾镇供电所","大屯镇","窑沟门村","1503400905","10kV张滦516线路窑沟门北公变","绿",99.5061,0]
[1361,"承德供电公司","滦平县供电公司","张百湾镇供电所","大屯镇","窑沟门村","1502644454","10kV张滦516线路窑沟门公变","绿",123.9713,0]
[1362,"承德供电公司","滦平县供电公司","张百湾镇供电所","大屯镇","窑沟门村","1502644453","10kV张滦516线路窑沟门东台公变","绿",100.2639,0]
[1363,"承德供电公司","滦平县供电公司","张百湾镇供电所","大屯镇","窑岭村","0503584221","10kV张滦516线路窑岭新公变","绿",24.073,0]
[1364,"承德供电公司","滦平县供电公司","张百湾镇供电所","大屯镇","窑岭村","1502644455","10kV张滦516线路窑岭南公变","绿",121.0186,0]
[1365,"承德供电公司","滦平县供电公司","张百湾镇供电所","大屯镇","窑岭村","0503585475","10kV张滦516线路窑岭北二台公变","绿",122.5659,0]
[1366,"承德供电公司","滦平县供电公司","张百湾镇供电所","大屯镇","窑岭村","1502644456","10kV张滦516线路窑岭公变","绿",34.437,0]
[1367,"承德供电公司","滦平县供电公司","张百湾镇供电所","大屯镇","窑岭村","1503400907","10kV张滦516线路窑岭东公变","绿",44.1558,0]
[1368,"承德供电公司","滦平县供电公司","张百湾镇供电所","大屯镇","东窑上村","1503090572","10kV张滦516线路窑上西公变","绿",168.41,0]
[1369,"承德供电公司","滦平县供电公司","张百湾镇供电所","大屯镇","东窑上村","0503585491","10kV张滦516线路窑上西二台公变","绿",171.08,0]
[1370,"承德供电公司","滦平县供电公司","张百湾镇供电所","大屯镇","东窑上村","1503090575","10kV张滦516线路窑上公变（新）","绿",168.35,0]
[1371,"承德供电公司","滦平县供电公司","张百湾镇供电所","大屯镇","菸青村","1502644435","10kV张滦516线路碾子沟门公变","绿",62.9303,0]
[1372,"承德供电公司","滦平县供电公司","张百湾镇供电所","滦平镇","王家沟村","1502644446","10kV张滦516线路王家沟西公变","绿",282.3885,0]
[1373,"承德供电公司","滦平县供电公司","张百湾镇供电所","滦平镇","王家沟村","1503400903","10kV张滦516线路王家沟西二公变","绿",215.2841,0]
[1374,"承德供电公司","滦平县供电公司","张百湾镇供电所","滦平镇","王家沟村","1503396663","10kV张滦516线路王家沟南公变","绿",58.0799,0]
[1375,"承德供电公司","滦平县供电公司","张百湾镇供电所","滦平镇","王家沟村","1503400902","10kV张滦516线路王家沟北公变","绿",171.2198,0]
[1376,"承德供电公司","滦平县供电公司","张百湾镇供电所","滦平镇","王家沟村","1502644447","10kV张滦516线路王家沟公变","绿",326.814,0]
[1377,"承德供电公司","滦平县供电公司","张百湾镇供电所","滦平镇","王家沟村","1502644445","10kV张滦516线路王家沟东公变","绿",102.3225,0]
[1378,"承德供电公司","滦平县供电公司","张百湾镇供电所","滦平镇","王家沟村","1503400901","10kV张滦516线路王家沟东二公变","绿",187.7757,0]
[1379,"承德供电公司","滦平县供电公司","张百湾镇供电所","大屯镇","烧锅营村","1502644443","10kV张滦516线路烧锅营公变","绿",37.467,0]
[1380,"承德供电公司","滦平县供电公司","张百湾镇供电所","大屯镇","烧锅营村","1502644441","10kV张滦516线路烧锅营八队公变","绿",87.6769,0]
[1381,"承德供电公司","滦平县供电公司","张百湾镇供电所","大屯镇","烧锅营村","0503585474","10kV张滦516线路烧锅营二台公变","绿",32.552,0]
[1382,"承德供电公司","滦平县供电公司","张百湾镇供电所","大屯镇","烧锅营村","1502644442","10kV张滦516线路烧锅营一队公变","绿",98.1113,0]
[1383,"承德供电公司","滦平县供电公司","张百湾镇供电所","大屯镇","窑沟门村","1502644444","10kV张滦516线路水泉公变","绿",21.1288,0]
[1384,"承德供电公司","滦平县供电公司","张百湾镇供电所","大屯镇","菸青村","1503427565","10kV张滦516线路榆树林公变（新）","绿",76.3142,0]
[1385,"承德供电公司","滦平县供电公司","张百湾镇供电所","张百湾镇","张百湾","1502644463","10kV张滦516线路张百湾西公变","绿",371.7761,0]
[1386,"承德供电公司","滦平县供电公司","张百湾镇供电所","张百湾镇","张百湾","1503400910","10kV张滦516线路张百湾西二公变","绿",150.2974,0]
[1387,"承德供电公司","滦平县供电公司","张百湾镇供电所","张百湾镇","张百湾村","1606241805043136","10kV张滦516线路张百湾西三公变","绿",23.1282,0]
[1388,"承德供电公司","滦平县供电公司","张百湾镇供电所","张百湾镇","张百湾","1503400908","10kV张滦516线路张百湾南公变","绿",195.65,0]
[1389,"承德供电公司","滦平县供电公司","张百湾镇供电所","张百湾镇","张百湾","1503400909","10kV张滦516线路张百湾中公变","绿",357.4363,0]
[1390,"承德供电公司","滦平县供电公司","张百湾镇供电所","张百湾镇","张百湾","1502644462","10kV张滦516线路张百湾东公变","绿",368.74,0]
[1391,"承德供电公司","滦平县供电公司","张百湾镇供电所","张百湾镇","张百湾村","1502644097","10kV张滦516线路岑沟门公变","绿",71.3716,0]
[1392,"承德供电公司","滦平县供电公司","张百湾镇供电所","张百湾镇","张百湾村","1503400815","10kV张滦516线路岑沟门二公变","绿",51.3774,0]
[1393,"承德供电公司","滦平县供电公司","张百湾镇供电所","张百湾镇","陈营村","1502644451","10kV张滦516线路小营公变","绿",64.2699,0]
[1394,"承德供电公司","滦平县供电公司","张百湾镇供电所","张百湾镇","陈营村","1503400817","10kV张滦516线路小营二公变","绿",32.8099,0]
[1395,"承德供电公司","滦平县供电公司","张百湾镇供电所","大屯镇","烧锅营村","1503454902","10kV张滦516线路小梁后公变","绿",34.2948,0]
[1396,"承德供电公司","滦平县供电公司","张百湾镇供电所","大屯镇","烧锅营村","1502644450","10kV张滦516线路小五队公变","绿",26.1087,0]
[1397,"承德供电公司","滦平县供电公司","张百湾镇供电所","张百湾镇","蓝旗村","1606241805036967","10kV张滦516线路小东沟公变","绿",64.967,0]
[1398,"承德供电公司","滦平县供电公司","张百湾镇供电所","大屯镇","东窑上村","1503454894","10kV张滦516线路富民小区西箱变","绿",243.83,0]
[1399,"承德供电公司","滦平县供电公司","张百湾镇供电所","大屯镇","东窑上村","1503454895","10kV张滦516线路富民小区南箱变","绿",324.5,0]
[1400,"承德供电公司","滦平县供电公司","张百湾镇供电所","大屯镇","东窑上村","1502897772","10kV张滦516线路富民小区公变","绿",575.85,0]
[1401,"承德供电公司","滦平县供电公司","张百湾镇供电所","大屯镇","烧锅营村","1503400799","10kV张滦516线路孟家公变","绿",38.4928,0]
[1402,"承德供电公司","滦平县供电公司","张百湾镇供电所","大屯镇","菸青村","1502644100","10kV张滦516线路大屯陈营公变","绿",86.7398,0]
[1403,"承德供电公司","滦平县供电公司","张百湾镇供电所","大屯镇","大屯村","0503585493","10kV张滦516线路大屯西新公变","绿",179.52,0]
[1404,"承德供电公司","滦平县供电公司","张百湾镇供电所","大屯镇","大屯村","1503396641","10kV张滦516线路大屯西公变","绿",381.9339,0]
[1405,"承德供电公司","滦平县供电公司","张百湾镇供电所","大屯镇","菸青村","1502761370","10kV张滦516线路大屯碾子沟公变","绿",44.9333,0]
[1406,"承德供电公司","滦平县供电公司","张百湾镇供电所","大屯镇","大屯村","1503396642","10kV张滦516线路大屯南公变","绿",170.48,0]
[1407,"承德供电公司","滦平县供电公司","张百湾镇供电所","大屯镇","大屯村","0503585494","10kV张滦516线路大屯北公变","绿",149.2332,0]
[1408,"承德供电公司","滦平县供电公司","张百湾镇供电所","大屯镇","大屯村","1502897648","10kV张滦516线路大屯公变","绿",271.22,0]
[1409,"承德供电公司","滦平县供电公司","张百湾镇供电所","大屯镇","大屯村","1502924953","10kV张滦516线路大屯东公变","绿",295.3722,0]
[1410,"承德供电公司","滦平县供电公司","张百湾镇供电所","大屯镇","大屯村","1503400906","10kV张滦516线路大屯东二台公变","绿",289.7508,0]
[1411,"承德供电公司","滦平县供电公司","张百湾镇供电所","大屯镇","窑岭村","0503584220","10kV张滦516线路大尖沟公变","绿",72.6999,0]
[1412,"承德供电公司","滦平县供电公司","张百湾镇供电所","大屯镇","窑沟门村","1503400805","10kV张滦516线路南沟门道口公变","绿",115.8041,0]
[1413,"承德供电公司","滦平县供电公司","张百湾镇供电所","大屯镇","窑沟门村","1503396648","10kV张滦516线路南沟门涵洞公变","绿",137.4584,0]
[1414,"承德供电公司","滦平县供电公司","张百湾镇供电所","大屯镇","窑沟门村","1502644432","10kV张滦516线路南沟门北公变","绿",136.3131,0]
[1415,"承德供电公司","滦平县供电公司","张百湾镇供电所","大屯镇","窑沟门村","1502644433","10kV张滦516线路南沟门公变","绿",132.7076,0]
[1416,"承德供电公司","滦平县供电公司","张百湾镇供电所","大屯镇","窑沟门村","0503585492","10kV张滦516线路南沟门二台公变","绿",51.4769,0]
[1417,"承德供电公司","滦平县供电公司","张百湾镇供电所","大屯镇","窑沟门村","1502644434","10kV张滦516线路南山公变","绿",16.1021,0]
[1418,"承德供电公司","滦平县供电公司","张百湾镇供电所","滦平镇","王家沟村","1502897708","10kV张滦516线路关营公变","绿",16.5555,0]
[1419,"承德供电公司","滦平县供电公司","张百湾镇供电所","大屯镇","窑岭村","1502897773","10kV张滦516线路任大门公变","绿",40.0132,0]
[1420,"承德供电公司","滦平县供电公司","张百湾镇供电所","大屯镇","窑岭村","1503454708","10kV张滦516线路任大门二","绿",125.732,0]
[1421,"承德供电公司","滦平县供电公司","张百湾镇供电所","大屯镇","大屯村","1502761372","10kV张滦516线路二铺沟里公变","绿",22.52,0]
[1422,"承德供电公司","滦平县供电公司","张百湾镇供电所","大屯镇","大屯村","1502761373","10kV张滦516线路二铺公变","绿",342.14,0]
[1423,"承德供电公司","滦平县供电公司","张百湾镇供电所","大屯镇","大屯村","0503585476","10kV张滦516线路东山新公变","绿",134.7196,0]
[1424,"承德供电公司","滦平县供电公司","张百湾镇供电所","大屯镇","大屯村","1502761371","10kV张滦516线路东山公变","绿",166.82,0]
[1425,"承德供电公司","滦平县供电公司","张百湾镇供电所","大屯镇","大屯村","1502644104","10kV张滦516线路东山二变公变","绿",112.3146,0]
[1426,"承德供电公司","滦平县供电公司","张百湾镇供电所","大屯镇","大屯村","1503400784","10kV张滦516线路东山三公变","绿",122.94,0]
[1427,"承德供电公司","滦平县供电公司","张百湾镇供电所","张百湾镇","张百湾村","1502644440","10kV张滦516线路上南沟门公变","绿",146.1039,0]
[1428,"承德供电公司","滦平县供电公司","张百湾镇供电所","张百湾镇","张百湾村","0503664435","10kV张滦516线路上南沟门三台公变","绿",10.574,0]
[1429,"承德供电公司","滦平县供电公司","张百湾镇供电所","张百湾镇","张百湾村","1503400818","10kV张滦516线路上南沟二公变","绿",196.56,0]
[1430,"承德供电公司","滦平县供电公司","张百湾镇供电所","大屯镇","东窑上村","1502644437","10kV张滦516线路三岔口西公变","绿",209.42,0]
[1431,"承德供电公司","滦平县供电公司","张百湾镇供电所","大屯镇","东窑上村","1503396659","10kV张滦516线路三岔口西二公变","绿",172.71,0]
[1432,"承德供电公司","滦平县供电公司","张百湾镇供电所","大屯镇","东窑上村","1502897774","10kV张滦516线路三岔口公变","绿",185.7752,0]
[1433,"承德供电公司","滦平县供电公司","张百湾镇供电所","大屯镇","东窑上村","1503396658","10kV张滦516线路三岔口二公变","绿",179.7852,0]
[1434,"承德供电公司","滦平县供电公司","张百湾镇供电所","张百湾镇","河北村","1503396697","10kV张河521线路石岭二公变","绿",37.0641,0]
[1435,"承德供电公司","滦平县供电公司","金沟屯镇供电所","金沟屯镇","柳台村","1503454893","10kV张河521线路柳台2公变","绿",154.3839,0]
[1436,"承德供电公司","滦平县供电公司","张百湾镇供电所","张百湾镇","山前村","1503396694","10kV张河521线路山西头二公变","绿",30.9995,0]
[1437,"承德供电公司","滦平县供电公司","金沟屯镇供电所","金沟屯镇","山后村","1503454891","10kV张河521线路山后2公变","绿",9.342,0]
[1438,"承德供电公司","滦平县供电公司","张百湾镇供电所","张百湾镇","河北村","0503664459","10kV张河521线路下猪店二公变","绿",15.0361,0]
[1439,"承德供电公司","滦平县供电公司","张百湾镇供电所","张百湾镇","河北村","1610241105100581","10kV张河521线路下猪店东一公变","绿",23.118,0]
[1440,"承德供电公司","滦平县供电公司","张百湾镇供电所","张百湾镇","河北村","1612251905052497","10kV张河521线路下猪店三公变","绿",252,0]
[1441,"承德供电公司","滦平县供电公司","张百湾镇供电所","张百湾镇","西洼子村","1503454896","10kV张吴513线路西洼子新公变","绿",23.9179,0]
[1442,"承德供电公司","滦平县供电公司","张百湾镇供电所","张百湾镇","西洼子村","1503394273","10kV张吴513线路西洼子小区二台公变","绿",281.6586,0]
[1443,"承德供电公司","滦平县供电公司","张百湾镇供电所","张百湾镇","宋营村","1606241805039577","10kV张吴513线路西梁公变","绿",5.5804,0]
[1444,"承德供电公司","滦平县供电公司","张百湾镇供电所","张百湾镇","西井沟村","1503440230","10kV张吴513线路西井沟村易地搬迁小区公变","绿",240,0]
[1445,"承德供电公司","滦平县供电公司","张百湾镇供电所","张百湾镇","西井沟村","1503394275","10kV张吴513线路西井沟南二台公变","绿",28.3282,0]
[1446,"承德供电公司","滦平县供电公司","张百湾镇供电所","张百湾镇","西井沟村","1503400913","10kV张吴513线路西井沟二队南公变","绿",170.5045,0]
[1447,"承德供电公司","滦平县供电公司","张百湾镇供电所","张百湾镇","西井沟村","1611252105019214","10kV张吴513线路西井沟东二公变","绿",84.8461,0]
[1448,"承德供电公司","滦平县供电公司","张百湾镇供电所","张百湾镇","西井沟村","1503396669","10kV张吴513线路盘龙寺二变","绿",13.0792,0]
[1449,"承德供电公司","滦平县供电公司","张百湾镇供电所","张百湾镇","西洼子村","1606241805038759","10kV张吴513线路平地三公变","绿",18.0131,0]
[1450,"承德供电公司","滦平县供电公司","张百湾镇供电所","张百湾镇","下南沟村","0503664474","10kV张吴513线路干沟梁二台公变","绿",4.2477,0]
[1451,"承德供电公司","滦平县供电公司","张百湾镇供电所","张百湾镇","山前村","1503400912","10kV张吴513线路山前西公变","绿",151.6223,0]
[1452,"承德供电公司","滦平县供电公司","张百湾镇供电所","张百湾镇","宋营村","1503396668","10kV张吴513线路小栅西公变","绿",13.9767,0]
[1453,"承德供电公司","滦平县供电公司","张百湾镇供电所","张百湾镇","宋营村","1503396711","10kV张吴513线路小栅东","绿",32.3313,0]
[1454,"承德供电公司","滦平县供电公司","张百湾镇供电所","张百湾镇","山前村","1503400916","10kV张吴513线路小山前二公变","绿",84.85,0]
[1455,"承德供电公司","滦平县供电公司","张百湾镇供电所","张百湾镇","宋营村","0503664434","10kV张吴513线路宋营西公变","绿",2.4033,0]
[1456,"承德供电公司","滦平县供电公司","张百湾镇供电所","张百湾镇","宋营村","1503454900","10kV张吴513线路宋营大铺西公变","绿",19.0549,0]
[1457,"承德供电公司","滦平县供电公司","张百湾镇供电所","张百湾镇","宋营村","1503454897","10kV张吴513线路大铺边营公变","绿",31.688,0]
[1458,"承德供电公司","滦平县供电公司","张百湾镇供电所","张百湾镇","宋营村","1503400917","10kV张吴513线路大栅子二公变","绿",16.9911,0]
[1459,"承德供电公司","滦平县供电公司","张百湾镇供电所","张百湾镇","宋营村","1503396667","10kV张吴513线路大栅子三公变","绿",23.3563,0]
[1460,"承德供电公司","滦平县供电公司","张百湾镇供电所","张百湾镇","下南沟村","0503664458","10kV张吴513线路下南沟四公变","绿",82.108,0]
[1461,"承德供电公司","滦平县供电公司","张百湾镇供电所","张百湾镇","下南沟村","1503400919","10kV张吴513线路下南沟二公变","绿",85.8961,0]
[1462,"承德供电公司","滦平县供电公司","张百湾镇供电所","张百湾镇","下南沟村","1503396701","10kV张吴513线路下南沟三公变","绿",87.87,0]
[1463,"承德供电公司","滦平县供电公司","张百湾镇供电所","张百湾镇","西井沟村","1503400914","10kV张吴513线路丁营二公变","绿",29.1223,0]
[1464,"承德供电公司","滦平县供电公司","张百湾镇供电所","张百湾镇","周营子村","1502644095","10kV张兰517线路辛营公变","绿",82.2042,0]
[1465,"承德供电公司","滦平县供电公司","张百湾镇供电所","张百湾镇","周营子村","1503400922","10kV张兰517线路辛营二公变","绿",3.1988,0]
[1466,"承德供电公司","滦平县供电公司","张百湾镇供电所","张百湾镇","周营子村","1503396699","10kV张兰517线路辛营三台公变","绿",83.524,0]
[1467,"承德供电公司","滦平县供电公司","张百湾镇供电所","张百湾镇","西洼子村","1503395050","10kV张兰517线路西洼子四台公变","绿",29.9948,0]
[1468,"承德供电公司","滦平县供电公司","张百湾镇供电所","张百湾镇","西洼子村","1502644079","10kV张兰517线路西洼子公变","绿",27.6407,0]
[1469,"承德供电公司","滦平县供电公司","张百湾镇供电所","张百湾镇","周营子村","1503395053","10kV张兰517线路西沟上铺公变","绿",85.86,0]
[1470,"承德供电公司","滦平县供电公司","张百湾镇供电所","张百湾镇","兰旗村","1503400777","10kV张兰517线路蓝旗西公变","绿",172.45,0]
[1471,"承德供电公司","滦平县供电公司","张百湾镇供电所","张百湾镇","兰旗村","1502644088","10kV张兰517线路蓝旗公变","绿",184.72,0]
[1472,"承德供电公司","滦平县供电公司","张百湾镇供电所","张百湾镇","兰旗村","1503395049","10kV张兰517线路蓝旗三公变","绿",32.0212,0]
[1473,"承德供电公司","滦平县供电公司","张百湾镇供电所","张百湾镇","周营子村","1503404087","10kV张兰517线路老虎沟二公变","绿",93.1601,0]
[1474,"承德供电公司","滦平县供电公司","张百湾镇供电所","张百湾镇","兰旗村","1502897782","10kV张兰517线路石虎沟公变","绿",91.79,0]
[1475,"承德供电公司","滦平县供电公司","张百湾镇供电所","张百湾镇","兰旗村","1503395051","10kV张兰517线路石虎沟三公变","绿",87.1671,0]
[1476,"承德供电公司","滦平县供电公司","张百湾镇供电所","张百湾镇","周台子村","1502644081","10kV张兰517线路歪脖沟公变","绿",40.9699,0]
[1477,"承德供电公司","滦平县供电公司","张百湾镇供电所","张百湾镇","周营子村","1503454898","10kV张兰517线路歪脖沟二台公变","绿",168.588,0]
[1478,"承德供电公司","滦平县供电公司","张百湾镇供电所","张百湾镇","周台子村","1502644080","10kV张兰517线路杏树下公变","绿",26.6584,0]
[1479,"承德供电公司","滦平县供电公司","张百湾镇供电所","张百湾镇","周营子村","1503396716","10kV张兰517线路小老虎沟四公变","绿",5.4801,0]
[1480,"承德供电公司","滦平县供电公司","张百湾镇供电所","张百湾镇","周营子村","1502644094","10kV张兰517线路小老虎沟公变","绿",28.4796,0]
[1481,"承德供电公司","滦平县供电公司","张百湾镇供电所","张百湾镇","周营子村","1503400776","10kV张兰517线路小老虎沟二公变","绿",82.6711,0]
[1482,"承德供电公司","滦平县供电公司","张百湾镇供电所","张百湾镇","周营子村","0503664480","10kV张兰517线路小老虎沟三公变","绿",11.98,0]
[1483,"承德供电公司","滦平县供电公司","张百湾镇供电所","张百湾镇","周营子村","1502897781","10kV张兰517线路头道沟公变","绿",36.7705,0]
[1484,"承德供电公司","滦平县供电公司","张百湾镇供电所","张百湾镇","周营子村","1503400778","10kV张兰517线路头道沟二公变","绿",7.6144,0]
[1485,"承德供电公司","滦平县供电公司","张百湾镇供电所","张百湾镇","周营子村","1502897780","10kV张兰517线路大老虎沟公变","绿",33.9324,0]
[1486,"承德供电公司","滦平县供电公司","张百湾镇供电所","张百湾镇","周营子村","1502644091","10kV张兰517线路四道沟公变","绿",14.3293,0]
[1487,"承德供电公司","滦平县供电公司","张百湾镇供电所","张百湾镇","周营子村","1502644089","10kV张兰517线路周营子西沟公变","绿",60.9514,0]
[1488,"承德供电公司","滦平县供电公司","张百湾镇供电所","张百湾镇","周营子村","1610241105100573","10kV张兰517线路周营子西沟一公变","绿",6.8018,0]
[1489,"承德供电公司","滦平县供电公司","张百湾镇供电所","张百湾镇","周营子村","1503395052","10kV张兰517线路周营子西公变","绿",22.6902,0]
[1490,"承德供电公司","滦平县供电公司","张百湾镇供电所","张百湾镇","周营子村","1502644085","10kV张兰517线路周营子南公变","绿",121.7108,0]
[1491,"承德供电公司","滦平县供电公司","张百湾镇供电所","张百湾镇","周营子村","1502644096","10kV张兰517线路周营子公变","绿",90.1793,0]
[1492,"承德供电公司","滦平县供电公司","张百湾镇供电所","张百湾镇","周营子村","1502644084","10kV张兰517线路周营子二道沟综合变","绿",90.39,0]
[1493,"承德供电公司","滦平县供电公司","张百湾镇供电所","张百湾镇","周营子村","1502644092","10kV张兰517线路周营子东沟公变","绿",7.5705,0]
[1494,"承德供电公司","滦平县供电公司","张百湾镇供电所","张百湾镇","周营子村","0503672475","10kV张兰517线路周营子东公变","绿",16.5446,0]
[1495,"承德供电公司","滦平县供电公司","张百湾镇供电所","张百湾镇","周台子村","1611230305029383","10kV张兰517线路周台子西四公变","绿",82.4433,0]
[1496,"承德供电公司","滦平县供电公司","张百湾镇供电所","张百湾镇","周台子村","1502644078","10kV张兰517线路周台子西台公变","绿",188.5105,0]
[1497,"承德供电公司","滦平县供电公司","张百湾镇供电所","张百湾镇","周台子村","1503400920","10kV张兰517线路周台子西二公变","绿",203.0256,0]
[1498,"承德供电公司","滦平县供电公司","张百湾镇供电所","张百湾镇","周营子村","1503402908","10kV张兰517线路傍山沟公变（新）","绿",82.22,0]
[1499,"承德供电公司","滦平县供电公司","张百湾镇供电所","张百湾镇","周营子村","1503402910","10kV张兰517线路三道沟里公变","绿",5.2653,0]
[1500,"承德供电公司","滦平县供电公司","张百湾镇供电所","张百湾镇","周营子村","1503402909","10kV张兰517线路三道沟公变（新）","绿",84.94,0]
[1501,"承德供电公司","滦平县供电公司","张百湾镇供电所","张百湾镇","河北村","0503664449","10kV张东515线路韭菜沟门西公变","绿",84.2244,0]
[1502,"承德供电公司","滦平县供电公司","张百湾镇供电所","张百湾镇","河北村","1502644057","10kV张东515线路韭菜沟门公变","绿",48.3151,0]
[1503,"承德供电公司","滦平县供电公司","张百湾镇供电所","大屯镇","东院村","0503584191","10kV张东515线路西院四公变","绿",344.4371,0]
[1504,"承德供电公司","滦平县供电公司","张百湾镇供电所","大屯镇","东院村","1502644032","10kV张东515线路西院公变","绿",158.5816,0]
[1505,"承德供电公司","滦平县供电公司","张百湾镇供电所","大屯镇","东院村","1503400726","10kV张东515线路西院二公变","绿",162.8503,0]
[1506,"承德供电公司","滦平县供电公司","张百湾镇供电所","大屯镇","东院村","1503586789","10kV张东515线路西院三公变","绿",76.4775,0]
[1507,"承德供电公司","滦平县供电公司","张百湾镇供电所","大屯镇","路南营村","1503400729","10kV张东515线路西庙南公变","绿",163.88,0]
[1508,"承德供电公司","滦平县供电公司","张百湾镇供电所","大屯镇","路南营村","1502644067","10kV张东515线路西庙北沟公变","绿",41.9748,0]
[1509,"承德供电公司","滦平县供电公司","张百湾镇供电所","大屯镇","路南营村","1503586777","10kV张东515线路西庙北沟二台公变","绿",133.29,0]
[1510,"承德供电公司","滦平县供电公司","张百湾镇供电所","大屯镇","路南营村","1503403484","10kV张东515线路西庙北二台公变","绿",328.02,0]
[1511,"承德供电公司","滦平县供电公司","张百湾镇供电所","大屯镇","路南营村","1502644045","10kV张东515线路西庙公变","绿",330.82,0]
[1512,"承德供电公司","滦平县供电公司","张百湾镇供电所","大屯镇","蔄子沟村","1503400816","10kV张东515线路蔓子沟三队公变","绿",39.4796,0]
[1513,"承德供电公司","滦平县供电公司","张百湾镇供电所","大屯镇","蔄子沟村","1503403494","10kV张东515线路蔓子沟4队公变","绿",22.9524,0]
[1514,"承德供电公司","滦平县供电公司","张百湾镇供电所","大屯镇","菸青村","1503586783","10kV张东515线路菸青新公变","绿",119.2808,0]
[1515,"承德供电公司","滦平县供电公司","张百湾镇供电所","大屯镇","东院村","1502644029","10kV张东515线路聊天沟公变","绿",6.4042,0]
[1516,"承德供电公司","滦平县供电公司","张百湾镇供电所","大屯镇","兴洲村","1503586785","10kV张东515线路窑沟新公变","绿",205.3897,0]
[1517,"承德供电公司","滦平县供电公司","张百湾镇供电所","大屯镇","兴洲村","1502644064","10kV张东515线路窑沟公变","绿",296.01,0]
[1518,"承德供电公司","滦平县供电公司","张百湾镇供电所","大屯镇","兴洲村","1503400750","10kV张东515线路窑沟二公变","绿",165.69,0]
[1519,"承德供电公司","滦平县供电公司","张百湾镇供电所","大屯镇","兴洲村","1503400751","10kV张东515线路窑沟东公变","绿",201.5596,0]
[1520,"承德供电公司","滦平县供电公司","金沟屯镇供电所","金沟屯镇","碾子沟南村","1503060857","10kV张东515线路碾子沟南公变","绿",41.5062,0]
[1521,"承德供电公司","滦平县供电公司","张百湾镇供电所","大屯镇","蔄子沟村","1502761367","10kV张东515线路漫子沟门公变","绿",94.0066,0]
[1522,"承德供电公司","滦平县供电公司","张百湾镇供电所","大屯镇","蔄子沟村","1502897779","10kV张东515线路漫子沟沟里公变","绿",37.5025,0]
[1523,"承德供电公司","滦平县供电公司","张百湾镇供电所","大屯镇","蔄子沟村","1502644048","10kV张东515线路漫子沟头营公变","绿",121.5631,0]
[1524,"承德供电公司","滦平县供电公司","张百湾镇供电所","大屯镇","蔄子沟村","1502644049","10kV张东515线路漫子沟二道营公变","绿",44.7618,0]
[1525,"承德供电公司","滦平县供电公司","张百湾镇供电所","大屯镇","蔄子沟村","1503400738","10kV张东515线路漫子沟二公变","绿",76.788,0]
[1526,"承德供电公司","滦平县供电公司","张百湾镇供电所","大屯镇","蔄子沟村","1502644070","10kV张东515线路漫子沟5.6队公变","绿",26.1935,0]
[1527,"承德供电公司","滦平县供电公司","张百湾镇供电所","张百湾镇","河北村","1502644021","10kV张东515线路河北公变","绿",169.81,0]
[1528,"承德供电公司","滦平县供电公司","张百湾镇供电所","张百湾镇","河北村","1503400747","10kV张东515线路河北二公变","绿",136.1696,0]
[1529,"承德供电公司","滦平县供电公司","张百湾镇供电所","张百湾镇","河北村","1606241805043140","10kV张东515线路河北三公变","绿",118.3611,0]
[1530,"承德供电公司","滦平县供电公司","张百湾镇供电所","大屯镇","小城子村","1502644050","10kV张东515线路河东公变","绿",20.606,0]
[1531,"承德供电公司","滦平县供电公司","张百湾镇供电所","大屯镇","路南营村","1502644042","10kV张东515线路桑仁沟公变","绿",59.2458,0]
[1532,"承德供电公司","滦平县供电公司","张百湾镇供电所","张百湾镇","张百湾村","1502644019","10kV张东515线路张百湾北公变","绿",319.2932,0]
[1533,"承德供电公司","滦平县供电公司","张百湾镇供电所","大屯镇","奎木沟村","1503090578","10kV张东515线路平谷公变（新）","绿",45.0179,0]
[1534,"承德供电公司","滦平县供电公司","张百湾镇供电所","滦平镇","石头沟门村","1502644055","10kV张东515线路干沟公变","绿",67.8304,0]
[1535,"承德供电公司","滦平县供电公司","张百湾镇供电所","大屯镇","岑沟村","1503370703","10kV张东515线路岑沟外公变","绿",34.0259,0]
[1536,"承德供电公司","滦平县供电公司","张百湾镇供电所","大屯镇","岑沟村","1503395048","10kV张东515线路岑沟中公变","绿",36.2821,0]
[1537,"承德供电公司","滦平县供电公司","张百湾镇供电所","大屯镇","岑沟村","1503367104","10kV张东515线路岑沟5.6队公变.","绿",126.1946,0]
[1538,"承德供电公司","滦平县供电公司","张百湾镇供电所","大屯镇","岑沟村","1502644034","10kV张东515线路岑沟3.4队公变","绿",79.1335,0]
[1539,"承德供电公司","滦平县供电公司","张百湾镇供电所","大屯镇","岑沟村","1502644058","10kV张东515线路岑沟2队公变","绿",48.4437,0]
[1540,"承德供电公司","滦平县供电公司","张百湾镇供电所","大屯镇","岑沟村","1502644059","10kV张东515线路岑沟1队公变","绿",20.7579,0]
[1541,"承德供电公司","滦平县供电公司","金沟屯镇供电所","金沟屯镇","小梁子村","1502644026","10kV张东515线路小梁子公变","绿",40.47,0]
[1542,"承德供电公司","滦平县供电公司","张百湾镇供电所","大屯镇","小城子村","1503090977","10kV张东515线路小城子四台公变","绿",160.4529,0]
[1543,"承德供电公司","滦平县供电公司","张百湾镇供电所","大屯镇","小城子村","0503512266","10kV张东515线路小城子六台","绿",85.5225,0]
[1544,"承德供电公司","滦平县供电公司","张百湾镇供电所","大屯镇","小城子村","1503090974","10kV张东515线路小城子公变（新）","绿",156.6151,0]
[1545,"承德供电公司","滦平县供电公司","张百湾镇供电所","大屯镇","小城子村","1502644052","10kV张东515线路小城子公变","绿",201.04,0]
[1546,"承德供电公司","滦平县供电公司","张百湾镇供电所","大屯镇","小城子村","1503400724","10kV张东515线路小城子五台公变","绿",99.2047,0]
[1547,"承德供电公司","滦平县供电公司","张百湾镇供电所","大屯镇","小城子村","1503090975","10kV张东515线路小城子二台公变","绿",181.9632,0]
[1548,"承德供电公司","滦平县供电公司","张百湾镇供电所","大屯镇","小城子村","1503090976","10kV张东515线路小城子三台公变","绿",57.5169,0]
[1549,"承德供电公司","滦平县供电公司","张百湾镇供电所","大屯镇","二道窝铺村","1502644066","10kV张东515线路寺福沟头道营公变","绿",91.8111,0]
[1550,"承德供电公司","滦平县供电公司","张百湾镇供电所","大屯镇","奎木沟村","1503090577","10kV张东515线路奎木沟头营北公变","绿",93.5463,0]
[1551,"承德供电公司","滦平县供电公司","张百湾镇供电所","大屯镇","奎木沟村","1503586779","10kV张东515线路奎木沟头营北二公变","绿",89.8029,0]
[1552,"承德供电公司","滦平县供电公司","张百湾镇供电所","大屯镇","奎木沟村","1503090576","10kV张东515线路奎木沟头营公变（新）","绿",135.7357,0]
[1553,"承德供电公司","滦平县供电公司","张百湾镇供电所","大屯镇","奎木沟村","1502897778","10kV张东515线路奎木沟五队公变","绿",11.4988,0]
[1554,"承德供电公司","滦平县供电公司","张百湾镇供电所","大屯镇","奎木沟村","1503090579","10kV张东515线路奎木沟三队公变（新）","绿",33.7528,0]
[1555,"承德供电公司","滦平县供电公司","张百湾镇供电所","大屯镇","奎木沟村","1502644065","10kV张东515线路奎木沟三道营公变","绿",26.1833,0]
[1556,"承德供电公司","滦平县供电公司","张百湾镇供电所","大屯镇","兴洲村","1502644044","10kV张东515线路城后公变","绿",317.379,0]
[1557,"承德供电公司","滦平县供电公司","张百湾镇供电所","大屯镇","兴洲村","1503400721","10kV张东515线路城后二公变","绿",49.142,0]
[1558,"承德供电公司","滦平县供电公司","张百湾镇供电所","大屯镇","兴洲村","1503400722","10kV张东515线路城后三公变","绿",180.8986,0]
[1559,"承德供电公司","滦平县供电公司","张百湾镇供电所","大屯镇","二道窝铺村","1502644038","10kV张东515线路四道营公变","绿",165.1,0]
[1560,"承德供电公司","滦平县供电公司","张百湾镇供电所","大屯镇","二道窝铺村","1503400739","10kV张东515线路四道营二公变","绿",125.3997,0]
[1561,"承德供电公司","滦平县供电公司","张百湾镇供电所","大屯镇","二道窝铺村","1502644039","10kV张东515线路四合场公变","绿",22.3843,0]
[1562,"承德供电公司","滦平县供电公司","张百湾镇供电所","大屯镇","小城子村","1502644051","10kV张东515线路后地公变","绿",45.7559,0]
[1563,"承德供电公司","滦平县供电公司","张百湾镇供电所","大屯镇","小城子村","1503400740","10kV张东515线路后地二台公变","绿",166.0852,0]
[1564,"承德供电公司","滦平县供电公司","张百湾镇供电所","大屯镇","路南营村","1503586782","10kV张东515线路北沟门南二新公变","绿",179.7843,0]
[1565,"承德供电公司","滦平县供电公司","张百湾镇供电所","大屯镇","路南营村","1503454903","10kV张东515线路北沟门南二公变","绿",178.939,0]
[1566,"承德供电公司","滦平县供电公司","张百湾镇供电所","大屯镇","路南营村","1502015399","10kV张东515线路北沟门公变","绿",137.6458,0]
[1567,"承德供电公司","滦平县供电公司","张百湾镇供电所","大屯镇","东院村","1502644036","10kV张东515线路北沟里公变","绿",10.7316,0]
[1568,"承德供电公司","滦平县供电公司","张百湾镇供电所","大屯镇","东院村","1502644022","10kV张东515线路刘营公变","绿",39.681,0]
[1569,"承德供电公司","滦平县供电公司","张百湾镇供电所","大屯镇","东院村","1503400727","10kV张东515线路刘营一公变","绿",83.1151,0]
[1570,"承德供电公司","滦平县供电公司","张百湾镇供电所","大屯镇","兴洲村","1503400756","10kV张东515线路兴洲西沟公变","绿",134.0891,0]
[1571,"承德供电公司","滦平县供电公司","张百湾镇供电所","大屯镇","兴洲村","1503400758","10kV张东515线路兴洲南公变","绿",188.1765,0]
[1572,"承德供电公司","滦平县供电公司","张百湾镇供电所","大屯镇","兴洲村","1502644062","10kV张东515线路兴洲北公变","绿",179.6849,0]
[1573,"承德供电公司","滦平县供电公司","张百湾镇供电所","大屯镇","兴洲村","1502644046","10kV张东515线路兴洲公变","绿",169.9461,0]
[1574,"承德供电公司","滦平县供电公司","张百湾镇供电所","大屯镇","兴洲村","1503400749","10kV张东515线路兴洲二公变","绿",201.5843,0]
[1575,"承德供电公司","滦平县供电公司","张百湾镇供电所","大屯镇","兴洲村","1503400757","10kV张东515线路兴洲三台公变","绿",106.0987,0]
[1576,"承德供电公司","滦平县供电公司","张百湾镇供电所","大屯镇","二道窝铺村","1502644037","10kV张东515线路二道营公变","绿",168.7,0]
[1577,"承德供电公司","滦平县供电公司","张百湾镇供电所","大屯镇","二道窝铺村","1503586791","10kV张东515线路二道营二新公变","绿",64.9331,0]
[1578,"承德供电公司","滦平县供电公司","张百湾镇供电所","大屯镇","二道窝铺村","1503400737","10kV张东515线路二道营二公变","绿",101.8722,0]
[1579,"承德供电公司","滦平县供电公司","张百湾镇供电所","大屯镇","兴洲村","1502644047","10kV张东515线路二道沟门公变","绿",53.4932,0]
[1580,"承德供电公司","滦平县供电公司","张百湾镇供电所","大屯镇","兴洲村","1502644063","10kV张东515线路二道沟公变","绿",83.7543,0]
[1581,"承德供电公司","滦平县供电公司","张百湾镇供电所","大屯镇","兴洲村","1502644069","10kV张东515线路二道沟二队公变","绿",178.1338,0]
[1582,"承德供电公司","滦平县供电公司","张百湾镇供电所","大屯镇","东院村","1502644030","10kV张东515线路二梁子公变","绿",34.8467,0]
[1583,"承德供电公司","滦平县供电公司","张百湾镇供电所","张百湾镇","河北村","1503454899","10kV张东515线路九梁顶二公变","绿",85.14,0]
[1584,"承德供电公司","滦平县供电公司","张百湾镇供电所","大屯镇","路南营村","1503586781","10kV张东515线路两间房新公变","绿",67.9505,0]
[1585,"承德供电公司","滦平县供电公司","张百湾镇供电所","大屯镇","路南营村","1503400730","10kV张东515线路两间房南公变","绿",132.5564,0]
[1586,"承德供电公司","滦平县供电公司","张百湾镇供电所","大屯镇","路南营村","1502644041","10kV张东515线路两间房公变","绿",270.8213,0]
[1587,"承德供电公司","滦平县供电公司","张百湾镇供电所","大屯镇","路南营村","1503400802","10kV张东515线路两间房二台公变","绿",14.681,0]
[1588,"承德供电公司","滦平县供电公司","张百湾镇供电所","大屯镇","东院村","0503584192","10kV张东515线路东院新公变","绿",328.61,0]
[1589,"承德供电公司","滦平县供电公司","张百湾镇供电所","大屯镇","东院村","1503586792","10kV张东515线路东院四台公变","绿",169.9984,0]
[1590,"承德供电公司","滦平县供电公司","张百湾镇供电所","大屯镇","东院村","1502644035","10kV张东515线路东院北沟公变","绿",84.0082,0]
[1591,"承德供电公司","滦平县供电公司","张百湾镇供电所","大屯镇","东院村","1502897777","10kV张东515线路东院北沟二台公变","绿",32.7144,0]
[1592,"承德供电公司","滦平县供电公司","张百湾镇供电所","大屯镇","东院村","1503586778","10kV张东515线路东院六台公变","绿",108.8844,0]
[1593,"承德供电公司","滦平县供电公司","张百湾镇供电所","大屯镇","东院村","1502644028","10kV张东515线路东院公变","绿",41.1711,0]
[1594,"承德供电公司","滦平县供电公司","张百湾镇供电所","大屯镇","东院村","1503586790","10kV张东515线路东院五台公变","绿",175.3761,0]
[1595,"承德供电公司","滦平县供电公司","张百湾镇供电所","大屯镇","东院村","1502644031","10kV张东515线路东院二队公变","绿",88.11,0]
[1596,"承德供电公司","滦平县供电公司","张百湾镇供电所","大屯镇","东院村","0503584194","10kV张东515线路东院二新公变","绿",166.14,0]
[1597,"承德供电公司","滦平县供电公司","张百湾镇供电所","大屯镇","东院村","1503400725","10kV张东515线路东院二公变","绿",170.9299,0]
[1598,"承德供电公司","滦平县供电公司","张百湾镇供电所","大屯镇","东院村","1503400723","10kV张东515线路东院三公变","绿",124.5649,0]
[1599,"承德供电公司","滦平县供电公司","张百湾镇供电所","大屯镇","兴洲村","1502644061","10kV张东515线路东沟里公变","绿",113.5176,0]
[1600,"承德供电公司","滦平县供电公司","张百湾镇供电所","大屯镇","兴洲村","1503395054","10kV张东515线路东沟里二公变","绿",165.6133,0]
[1601,"承德供电公司","滦平县供电公司","张百湾镇供电所","大屯镇","兴洲村","1503083588","10kV张东515线路东沟公变（新）","绿",139.9844,0]
[1602,"承德供电公司","滦平县供电公司","张百湾镇供电所","大屯镇","兴洲村","1503060361","10kV张东515线路东沟二台公变","绿",143.6306,0]
[1603,"承德供电公司","滦平县供电公司","张百湾镇供电所","大屯镇","兴洲村","1503060401","10kV张东515线路东沟三台公变","绿",35.6709,0]
[1604,"承德供电公司","滦平县供电公司","张百湾镇供电所","大屯镇","路南营村","1503400752","10kV张东515线路下铺西公变","绿",54.3606,0]
[1605,"承德供电公司","滦平县供电公司","张百湾镇供电所","大屯镇","路南营村","1503586780","10kV张东515线路下铺东新公变","绿",341.4449,0]
[1606,"承德供电公司","滦平县供电公司","张百湾镇供电所","大屯镇","路南营村","1503400748","10kV张东515线路下铺东公变","绿",379.4797,0]
[1607,"承德供电公司","滦平县供电公司","金沟屯镇供电所","金沟屯镇","下营村","1502644024","10kV张东515线路下营公变","绿",39.2758,0]
[1608,"承德供电公司","滦平县供电公司","金沟屯镇供电所","金沟屯镇","上营碾子沟村","1502644025","10kV张东515线路上营碾子沟公变","绿",34.0491,0]
[1609,"承德供电公司","滦平县供电公司","金沟屯镇供电所","金沟屯镇","上营村","1502644027","10kV张东515线路上营公变","绿",138.53,0]
[1610,"承德供电公司","滦平县供电公司","张百湾镇供电所","大屯镇","小城子村","1503586787","10kV张东515小城子东新公变","绿",129.7634,0]
[1611,"承德供电公司","滦平县供电公司","巴克什营镇供电所","巴克什营镇","巴克什营村","1502647537","10kV巴营513线路麻地南沟公变","绿",16.5119,0]
[1612,"承德供电公司","滦平县供电公司","巴克什营镇供电所","巴克什营村","巴克什营村","1503400694","10kV巴营513线路麻地南沟2号公变","绿",77.2666,0]
[1613,"承德供电公司","滦平县供电公司","巴克什营镇供电所","巴克什营镇","巴克什营村","1502761554","10kV巴营513线路麻地北山根公变","绿",16.7947,0]
[1614,"承德供电公司","滦平县供电公司","巴克什营镇供电所","巴克什营镇","巴克什营村","1502647535","10kV巴营513线路麻地公变","绿",24.7095,0]
[1615,"承德供电公司","滦平县供电公司","巴克什营镇供电所","巴克什营镇","巴克什营村","1502647538","10kV巴营513线路麻地二队公变","绿",6.8418,0]
[1616,"承德供电公司","滦平县供电公司","巴克什营镇供电所","巴克什营镇","营盘村","1503396816","10kV巴营513线路驼树沟公变","绿",3.8044,0]
[1617,"承德供电公司","滦平县供电公司","巴克什营镇供电所","巴克什营镇","营盘村","1502647842","10kV巴营513线路马草沟公变","绿",1.5022,0]
[1618,"承德供电公司","滦平县供电公司","巴克什营镇供电所","巴克什营镇","快活峪村","1502647848","10kV巴营513线路马架子公变","绿",17.5794,0]
[1619,"承德供电公司","滦平县供电公司","巴克什营镇供电所","巴克什营镇","营盘村","1502647843","10kV巴营513线路陈营公变","绿",58.9551,0]
[1620,"承德供电公司","滦平县供电公司","巴克什营镇供电所","巴克什营村","山神庙村","1503400696","10kV巴营513线路铁炉子西沟门公变","绿",22.3375,0]
[1621,"承德供电公司","滦平县供电公司","巴克什营镇供电所","巴克什营村","山神庙村","1503400695","10kV巴营513线路铁炉子后沟门公变","绿",84.2272,0]
[1622,"承德供电公司","滦平县供电公司","巴克什营镇供电所","巴克什营镇","山神庙村","1502647853","10kV巴营513线路铁炉子公变","绿",85.4218,0]
[1623,"承德供电公司","滦平县供电公司","巴克什营镇供电所","巴克什营镇","巴克什营村","1502647542","10kV巴营513线路路西公变","绿",573.3699,0]
[1624,"承德供电公司","滦平县供电公司","巴克什营镇供电所","巴克什营镇","巴克什营村","1502647857","10kV巴营513线路路东公变","绿",283.3074,0]
[1625,"承德供电公司","滦平县供电公司","巴克什营镇供电所","巴克什营镇","巴克什营村","1503396819","10kV巴营513线路路东2公变","绿",428.1427,0]
[1626,"承德供电公司","滦平县供电公司","巴克什营镇供电所","巴克什营镇","巴克什营村","1502761555","10kV巴营513线路西街西梁公变","绿",145.0386,0]
[1627,"承德供电公司","滦平县供电公司","巴克什营镇供电所","巴克什营镇","巴克什营村","1502647863","10kV巴营513线路西街公变","绿",136.9701,0]
[1628,"承德供电公司","滦平县供电公司","巴克什营镇供电所","巴克什营镇","山神庙村","1502647851","10kV巴营513线路虎头山公变","绿",88.8916,0]
[1629,"承德供电公司","滦平县供电公司","巴克什营镇供电所","巴克什营镇","山神庙村","1503396706","10kV巴营513线路虎头山东沟门公变","绿",55.8557,0]
[1630,"承德供电公司","滦平县供电公司","巴克什营镇供电所","巴克什营镇","营盘村","1503396740","10kV巴营513线路营盘河南公变","绿",59.0336,0]
[1631,"承德供电公司","滦平县供电公司","巴克什营镇供电所","巴克什营镇","营盘村","1502647840","10kV巴营513线路营盘公变","绿",42.7168,0]
[1632,"承德供电公司","滦平县供电公司","巴克什营镇供电所","巴克什营镇","营盘村","1503396715","10kV巴营513线路范家沟公变","绿",83.5196,0]
[1633,"承德供电公司","滦平县供电公司","巴克什营镇供电所","巴克什营镇","营盘村","1502647548","10kV巴营513线路稻池公变","绿",24.7703,0]
[1634,"承德供电公司","滦平县供电公司","巴克什营镇供电所","巴克什营镇","快活峪村","1502647846","10kV巴营513线路石灰窑公变","绿",11.0401,0]
[1635,"承德供电公司","滦平县供电公司","巴克什营镇供电所","巴克什营镇","巴克什营村","1502647858","10kV巴营513线路电力直收公变","绿",97.3227,0]
[1636,"承德供电公司","滦平县供电公司","巴克什营镇供电所","巴克什营镇","营盘村","1502647837","10kV巴营513线路瓦房公变","绿",34.7465,0]
[1637,"承德供电公司","滦平县供电公司","巴克什营镇供电所","巴克什营镇","营盘村","1502647549","10kV巴营513线路溪水门公变","绿",24.7386,0]
[1638,"承德供电公司","滦平县供电公司","巴克什营镇供电所","巴克什营镇","后湾村","1502647845","10kV巴营513线路河北公变","绿",5.092,0]
[1639,"承德供电公司","滦平县供电公司","巴克什营镇供电所","巴克什营镇","巴克什营村","1502647547","10kV巴营513线路水泉沟公变","绿",85.7843,0]
[1640,"承德供电公司","滦平县供电公司","巴克什营镇供电所","巴克什营镇","山神庙村","1502647854","10kV巴营513线路槐条湾公变","绿",86.9519,0]
[1641,"承德供电公司","滦平县供电公司","巴克什营镇供电所","巴克什营镇","巴克什营村","1502647539","10kV巴营513线路杨树沟公变","绿",34.0539,0]
[1642,"承德供电公司","滦平县供电公司","巴克什营镇供电所","巴克什营镇","快活峪村","1502647864","10kV巴营513线路快活峪沟门公变","红",0,0]
[1643,"承德供电公司","滦平县供电公司","巴克什营镇供电所","巴克什营镇","后湾村","1502647866","10kV巴营513线路庙岭台区公变","绿",80.4843,0]
[1644,"承德供电公司","滦平县供电公司","巴克什营镇供电所","巴克什营镇","营盘村","1502647839","10kV巴营513线路干沟公变","绿",24.2975,0]
[1645,"承德供电公司","滦平县供电公司","巴克什营镇供电所","巴克什营镇","山神庙村","1502647856","10kV巴营513线路山神庙公变","绿",125.3241,0]
[1646,"承德供电公司","滦平县供电公司","巴克什营镇供电所","巴克什营镇","山神庙村","1502647852","10kV巴营513线路尤家东沟公变","绿",29.6526,0]
[1647,"承德供电公司","滦平县供电公司","巴克什营镇供电所","巴克什营镇","后湾村","1502647850","10kV巴营513线路小阴山公变","绿",38.8069,0]
[1648,"承德供电公司","滦平县供电公司","巴克什营镇供电所","巴克什营镇","快活峪村","1502647847","10kV巴营513线路大栅子公变","绿",69.2521,0]
[1649,"承德供电公司","滦平县供电公司","巴克什营镇供电所","巴克什营镇","营盘村","1502647841","10kV巴营513线路后黄粱公变","绿",3.3585,0]
[1650,"承德供电公司","滦平县供电公司","巴克什营镇供电所","巴克什营镇","后湾村","1502647867","10kV巴营513线路后湾街里公变","绿",32.3268,0]
[1651,"承德供电公司","滦平县供电公司","巴克什营镇供电所","巴克什营镇","后湾村","1502647849","10kV巴营513线路后湾公变","绿",46.8638,0]
[1652,"承德供电公司","滦平县供电公司","巴克什营镇供电所","巴克什营镇","山神庙村","1502647855","10kV巴营513线路后沟公变","绿",26.4933,0]
[1653,"承德供电公司","滦平县供电公司","巴克什营镇供电所","巴克什营镇","巴克什营村","1502647536","10kV巴营513线路南沟门公变","绿",142.9493,0]
[1654,"承德供电公司","滦平县供电公司","巴克什营镇供电所","巴克什营镇","巴克什营村","1502647868","10kV巴营513线路北门公变","绿",170.6661,0]
[1655,"承德供电公司","滦平县供电公司","巴克什营镇供电所","巴克什营镇","巴克什营村","1503400688","10kV巴营513线路北门二公变","绿",197.8278,0]
[1656,"承德供电公司","滦平县供电公司","巴克什营镇供电所","巴克什营镇","营盘村","1502647550","10kV巴营513线路前黄粱公变","绿",105.83,0]
[1657,"承德供电公司","滦平县供电公司","巴克什营镇供电所","巴克什营镇","后湾村","1502647844","10kV巴营513线路前湾公变","绿",22.0772,0]
[1658,"承德供电公司","滦平县供电公司","巴克什营镇供电所","巴克什营镇","快活峪村","1609231405220409","10kV巴营513线路五道梁公变","绿",14.4614,0]
[1659,"承德供电公司","滦平县供电公司","巴克什营镇供电所","巴克什营镇","巴克什营村","1503400691","10kV巴营513线路二道桥新公变","绿",98.5047,0]
[1660,"承德供电公司","滦平县供电公司","巴克什营镇供电所","巴克什营镇","巴克什营村","1503400690","10kV巴营513线路二寨南沟正沟新公变","绿",82.6944,0]
[1661,"承德供电公司","滦平县供电公司","巴克什营镇供电所","巴克什营镇","巴克什营村","1502761552","10kV巴营513线路二寨南沟桑家公变","绿",41.9127,0]
[1662,"承德供电公司","滦平县供电公司","巴克什营镇供电所","巴克什营镇","巴克什营村","1502647543","10kV巴营513线路二寨南沟公变","绿",90.4575,0]
[1663,"承德供电公司","滦平县供电公司","巴克什营镇供电所","巴克什营镇","巴克什营村","1502761551","10kV巴营513线路二寨南沟东沟公变","绿",93.1777,0]
[1664,"承德供电公司","滦平县供电公司","巴克什营镇供电所","巴克什营镇","巴克什营村","1502724210","10kV巴营513线路二寨北沟公变","绿",34.1103,0]
[1665,"承德供电公司","滦平县供电公司","巴克什营镇供电所","巴克什营镇","巴克什营村","1502647541","10kV巴营513线路东营二队公变","绿",85.9346,0]
[1666,"承德供电公司","滦平县供电公司","巴克什营镇供电所","巴克什营镇","巴克什营村","1503396724","10kV巴营513线路东营三道沟公变","绿",84.1369,0]
[1667,"承德供电公司","滦平县供电公司","巴克什营镇供电所","巴克什营镇","巴克什营村","1502647540","10kV巴营513线路东湾公变","绿",211.7019,0]
[1668,"承德供电公司","滦平县供电公司","巴克什营镇供电所","巴克什营镇","山神庙村","1503400685","10kV巴营513线路下河道公变","绿",182.6853,0]
[1669,"承德供电公司","滦平县供电公司","巴克什营镇供电所","巴克什营镇","巴克什营村","1503400689","10kV巴营513线路下二寨北头公变","绿",81.84,0]
[1670,"承德供电公司","滦平县供电公司","巴克什营镇供电所","巴克什营镇","巴克什营村","1502647546","10kV巴营513线路下二寨公变","绿",105.0675,0]
[1671,"承德供电公司","滦平县供电公司","巴克什营镇供电所","巴克什营镇","山神庙村","1502647861","10kV巴营513线路上沟公变","绿",16.8884,0]
[1672,"承德供电公司","滦平县供电公司","巴克什营镇供电所","巴克什营镇","巴克什营村","1503400686","10kV巴营513线路上二寨桥头公变","绿",81.9522,0]
[1673,"承德供电公司","滦平县供电公司","巴克什营镇供电所","巴克什营镇","巴克什营村","1503396722","10kV巴营513线路上二寨康家台区","绿",6.8629,0]
[1674,"承德供电公司","滦平县供电公司","巴克什营镇供电所","巴克什营镇","巴克什营村","1503400687","10kV巴营513线路上二寨北山根公变","绿",80.5072,0]
[1675,"承德供电公司","滦平县供电公司","巴克什营镇供电所","巴克什营镇","巴克什营村","1502647544","10kV巴营513线路上二寨公变","绿",51.9139,0]
[1676,"承德供电公司","滦平县供电公司","巴克什营镇供电所","巴克什营镇","后湾村","1502647865","10kV巴营513线路三道沟门公变","绿",52.3992,0]
[1677,"承德供电公司","滦平县供电公司","巴克什营镇供电所","两间房镇","两间房村","1502647910","10kV巴色516线路骡车店公变","绿",47.3461,0]
[1678,"承德供电公司","滦平县供电公司","巴克什营镇供电所","两间房镇","大石门村","1502647914","10kV巴色516线路驸马沟公变","绿",30.5808,0]
[1679,"承德供电公司","滦平县供电公司","巴克什营镇供电所","两间房镇","大龙潭村","1502647919","10kV巴色516线路道北梁公变","绿",67.98,0]
[1680,"承德供电公司","滦平县供电公司","巴克什营镇供电所","巴克什营镇","偏桥村","1502647886","10kV巴色516线路西湾街里公变","绿",286.6398,0]
[1681,"承德供电公司","滦平县供电公司","巴克什营镇供电所","巴克什营镇","偏桥村","1502647879","10kV巴色516线路西湾公变","绿",132.9623,0]
[1682,"承德供电公司","滦平县供电公司","巴克什营镇供电所","两间房镇","石峰沟村","1502647904","10kV巴色516线路西山公变","绿",83.0012,0]
[1683,"承德供电公司","滦平县供电公司","巴克什营镇供电所","两间房镇","苇塘村","1502647926","10kV巴色516线路苇塘公变","绿",62.9374,0]
[1684,"承德供电公司","滦平县供电公司","巴克什营镇供电所","两间房镇","色树沟村","1502647907","10kV巴色516线路色树沟公变","绿",20.0932,0]
[1685,"承德供电公司","滦平县供电公司","巴克什营镇供电所","两间房镇","大石门村","1609252605025627","10kV巴色516线路老道沟门公变","绿",85.5588,0]
[1686,"承德供电公司","滦平县供电公司","巴克什营镇供电所","两间房镇","两间房村","1609252605026013","10kV巴色516线路磨石沟公变","绿",165.3406,0]
[1687,"承德供电公司","滦平县供电公司","巴克什营镇供电所","两间房镇","色树沟村","1502647928","10kV巴色516线路石湖上公变","绿",4.6486,0]
[1688,"承德供电公司","滦平县供电公司","巴克什营镇供电所","两间房镇","石峰沟村","1502648260","10kV巴色516线路炭厂黄粱公变","绿",40.2845,0]
[1689,"承德供电公司","滦平县供电公司","巴克什营镇供电所","两间房镇","石峰沟村","1502647931","10kV巴色516线路炭厂公变","绿",0.1232,0]
[1690,"承德供电公司","滦平县供电公司","巴克什营镇供电所","两间房镇","两间房村","1502647930","10kV巴色516线路火石沟下营公变","绿",4.3446,0]
[1691,"承德供电公司","滦平县供电公司","巴克什营镇供电所","两间房镇","两间房村","1502648250","10kV巴色516线路火石沟上营公变","绿",24.9788,0]
[1692,"承德供电公司","滦平县供电公司","巴克什营镇供电所","两间房镇","两间房村","1502647929","10kV巴色516线路火石沟一二队公变","绿",23.1087,0]
[1693,"承德供电公司","滦平县供电公司","巴克什营镇供电所","两间房镇","色树沟村","1502647906","10kV巴色516线路水泉公变","绿",14.6848,0]
[1694,"承德供电公司","滦平县供电公司","巴克什营镇供电所","巴克什营镇","偏桥村","1502761558","10kV巴色516线路柳家沟公变","绿",36.2239,0]
[1695,"承德供电公司","滦平县供电公司","巴克什营镇供电所","两间房镇","叶营村","1502647920","10kV巴色516线路徐营公变","绿",60.8676,0]
[1696,"承德供电公司","滦平县供电公司","巴克什营镇供电所","巴克什营镇","偏桥村","1502648251","10kV巴色516线路康家沟公变","绿",10.3724,0]
[1697,"承德供电公司","滦平县供电公司","巴克什营镇供电所","两间房镇","叶营村","1502647922","10kV巴色516线路庙后公变","绿",10.1556,0]
[1698,"承德供电公司","滦平县供电公司","巴克什营镇供电所","两间房镇","大石门村","1502647913","10kV巴色516线路小石门公变","绿",44.46,0]
[1699,"承德供电公司","滦平县供电公司","巴克什营镇供电所","两间房镇","色树沟村","1502648256","10kV巴色516线路小东沟公变","绿",1.5643,0]
[1700,"承德供电公司","滦平县供电公司","巴克什营镇供电所","两间房镇","两间房村","1502647902","10kV巴色516线路大石沟公变","绿",84.2849,0]
[1701,"承德供电公司","滦平县供电公司","巴克什营镇供电所","两间房镇","大石门村","1502647911","10kV巴色516线路大石棚公变","绿",29.26,0]
[1702,"承德供电公司","滦平县供电公司","巴克什营镇供电所","两间房镇","叶营村","1502647924","10kV巴色516线路塔沟公变","绿",23.948,0]
[1703,"承德供电公司","滦平县供电公司","巴克什营镇供电所","两间房镇","叶营村","1502647923","10kV巴色516线路后石门公变","绿",5.5868,0]
[1704,"承德供电公司","滦平县供电公司","巴克什营镇供电所","两间房镇","叶营村","1502648259","10kV巴色516线路叶营公变","绿",45.2803,0]
[1705,"承德供电公司","滦平县供电公司","巴克什营镇供电所","两间房镇","石峰沟村","1502647932","10kV巴色516线路史家公变","绿",24.5325,0]
[1706,"承德供电公司","滦平县供电公司","巴克什营镇供电所","巴克什营镇","孙家沟村","1502647900","10kV巴色516线路前石门公变","绿",18.6561,0]
[1707,"承德供电公司","滦平县供电公司","巴克什营镇供电所","两间房镇","叶营村","1502647925","10kV巴色516线路二龙村公变","绿",65.5736,0]
[1708,"承德供电公司","滦平县供电公司","巴克什营镇供电所","两间房镇","两间房村","1502647935","10kV巴色516线路两间房公变","绿",268.9346,0]
[1709,"承德供电公司","滦平县供电公司","巴克什营镇供电所","两间房镇","两间房村","1502647921","10kV巴色516线路两间房乡直公变","绿",115.0797,0]
[1710,"承德供电公司","滦平县供电公司","巴克什营镇供电所","两间房镇","两间房村","1502648257","10kV巴色516线路两间房东门公变","绿",391.9105,0]
[1711,"承德供电公司","滦平县供电公司","巴克什营镇供电所","两间房镇","色树沟村","1502648258","10kV巴色516线路东新房公变","绿",153.7975,0]
[1712,"承德供电公司","滦平县供电公司","巴克什营镇供电所","两间房镇","两间房村","1502647903","10kV巴色516线路三间房公变","绿",92.3942,0]
[1713,"承德供电公司","滦平县供电公司","巴克什营镇供电所","两间房镇","两间房村","1502648246","10kV巴色516线路三间房二组公变","绿",15.2216,0]
[1714,"承德供电公司","滦平县供电公司","巴克什营镇供电所","两间房镇","苇塘村","1502648255","10kV巴色516线路三道沟公变","绿",80.4668,0]
[1715,"承德供电公司","滦平县供电公司","巴克什营镇供电所","两间房镇","两间房村","1502647901","10kV巴色516线路一间房公变","绿",28.4428,0]
[1716,"承德供电公司","滦平县供电公司","巴克什营镇供电所","巴克什营镇","偏桥村","1502647877","10kV巴孙515线路南沟门公变","绿",114.6099,0]
[1717,"承德供电公司","滦平县供电公司","巴克什营镇供电所","巴克什营镇","偏桥村","1502647878","10kV巴孙515线路偏桥公变","绿",50.0893,0]
[1718,"承德供电公司","滦平县供电公司","巴克什营镇供电所","巴克什营镇","偏桥村","1502648241","10kV巴孙515线路偏桥东区公变","绿",410.3315,0]
[1719,"承德供电公司","滦平县供电公司","巴克什营镇供电所","巴克什营镇","花楼沟村","1502647890","10kV巴两516线路长城一队公变","绿",390.9831,0]
[1720,"承德供电公司","滦平县供电公司","巴克什营镇供电所","巴克什营镇","古城川村","1502647873","10kV巴两516线路西台公变","绿",122.3316,0]
[1721,"承德供电公司","滦平县供电公司","巴克什营镇供电所","巴克什营镇","古城川村","1502647888","10kV巴两516线路褂子沟公变","绿",15.4723,0]
[1722,"承德供电公司","滦平县供电公司","巴克什营镇供电所","巴克什营镇","花楼沟村","1503396802","10kV巴两516线路葫芦沟公变","绿",14.329,0]
[1723,"承德供电公司","滦平县供电公司","巴克什营镇供电所","巴克什营镇","花楼沟村","1503396705","10kV巴两516线路花楼沟河北公变","绿",86.0594,0]
[1724,"承德供电公司","滦平县供电公司","巴克什营镇供电所","巴克什营镇","花楼沟村","1502648245","10kV巴两516线路花楼沟公变","绿",353.6711,0]
[1725,"承德供电公司","滦平县供电公司","巴克什营镇供电所","巴克什营镇","花楼沟村","1502648244","10kV巴两516线路花北沟公变","绿",22.9478,0]
[1726,"承德供电公司","滦平县供电公司","巴克什营镇供电所","巴克什营镇","巴克什营镇缸房村","1503396735","10kV巴两516线路缸房阳坡顶公变","绿",10.234,0]
[1727,"承德供电公司","滦平县供电公司","巴克什营镇供电所","巴克什营镇","缸房村","1503396734","10kV巴两516线路缸房西街头公变","绿",84.0607,0]
[1728,"承德供电公司","滦平县供电公司","巴克什营镇供电所","巴克什营镇","缸房村","1502647895","10kV巴两516线路缸房公变","绿",58.2396,0]
[1729,"承德供电公司","滦平县供电公司","巴克什营镇供电所","巴克什营镇","古城川村","1502647872","10kV巴两516线路炮手沟公变","绿",80.7267,0]
[1730,"承德供电公司","滦平县供电公司","巴克什营镇供电所","巴克什营镇","古城川村","1502647871","10kV巴两516线路梁窝公变","绿",91.134,0]
[1731,"承德供电公司","滦平县供电公司","巴克什营镇供电所","巴克什营镇","古城川村","1502647870","10kV巴两516线路梁窝二组公变","绿",41.1118,0]
[1732,"承德供电公司","滦平县供电公司","巴克什营镇供电所","巴克什营镇","古城川村","1503400684","10kV巴两516线路梁窝三组公变","绿",127.2688,0]
[1733,"承德供电公司","滦平县供电公司","巴克什营镇供电所","巴克什营镇","花楼沟村","1503396709","10kV巴两516线路桑树沟公变","绿",22.8884,0]
[1734,"承德供电公司","滦平县供电公司","巴克什营镇供电所","巴克什营镇","花楼沟村","1502647891","10kV巴两516线路朱家公变","绿",128.7404,0]
[1735,"承德供电公司","滦平县供电公司","巴克什营镇供电所","巴克什营镇","花楼沟村","1503396804","10kV巴两516线路朱家2号公变","绿",165.0214,0]
[1736,"承德供电公司","滦平县供电公司","巴克什营镇供电所","巴克什营镇","缸房村","1502647892","10kV巴两516线路曹栅子西沟公变","绿",64.861,0]
[1737,"承德供电公司","滦平县供电公司","巴克什营镇供电所","巴克什营镇","缸房村","1502647893","10kV巴两516线路曹栅子公变","绿",23.1824,0]
[1738,"承德供电公司","滦平县供电公司","巴克什营镇供电所","巴克什营镇","缸房村","1502647894","10kV巴两516线路新道沟公变","绿",7.3742,0]
[1739,"承德供电公司","滦平县供电公司","巴克什营镇供电所","巴克什营镇","孙家沟村","1502647885","10kV巴两516线路新房四五队公变","绿",21.4604,0]
[1740,"承德供电公司","滦平县供电公司","巴克什营镇供电所","巴克什营镇","孙家沟村","1502648242","10kV巴两516线路新房六七队公变","绿",62.1982,0]
[1741,"承德供电公司","滦平县供电公司","巴克什营镇供电所","巴克什营镇","孙家沟村","1503396801","10kV巴两516线路新房一队王家公变","绿",12.8635,0]
[1742,"承德供电公司","滦平县供电公司","巴克什营镇供电所","巴克什营镇","孙家沟村","1502648249","10kV巴两516线路新房一队公变","绿",19.6011,0]
[1743,"承德供电公司","滦平县供电公司","巴克什营镇供电所","巴克什营镇","孙家沟村","1502647883","10kV巴两516线路新房一二队公变","绿",80.76,0]
[1744,"承德供电公司","滦平县供电公司","巴克什营镇供电所","巴克什营镇","孙家沟村","1502647884","10kV巴两516线路新房7队公变","绿",92.6862,0]
[1745,"承德供电公司","滦平县供电公司","巴克什营镇供电所","巴克什营镇","花楼沟村","1502647889","10kV巴两516线路崔家公变","绿",228.1077,0]
[1746,"承德供电公司","滦平县供电公司","巴克什营镇供电所","巴克什营镇","花楼沟村","1503396803","10kV巴两516线路崔家2号公变","绿",183.014,0]
[1747,"承德供电公司","滦平县供电公司","巴克什营镇供电所","巴克什营镇","孙家沟村","1502647936","10kV巴两516线路孙家沟公变","绿",97.0505,0]
[1748,"承德供电公司","滦平县供电公司","巴克什营镇供电所","巴克什营镇","孙家沟村","1503268866","10kV巴两516线路孙家沟下营公变(新)","绿",57.5773,0]
[1749,"承德供电公司","滦平县供电公司","巴克什营镇供电所","巴克什营镇","缸房村","1502647897","10kV巴两516线路大南沟里队公变","绿",9.4205,0]
[1750,"承德供电公司","滦平县供电公司","巴克什营镇供电所","巴克什营镇","缸房村","1502647898","10kV巴两516线路大南沟公变","绿",2.3242,0]
[1751,"承德供电公司","滦平县供电公司","巴克什营镇供电所","巴克什营镇","古城川村","1502648254","10kV巴两516线路四达沟四五队公变","绿",6.6177,0]
[1752,"承德供电公司","滦平县供电公司","巴克什营镇供电所","巴克什营镇","古城川村","1502647881","10kV巴两516线路四达沟三队公变","绿",35.2493,0]
[1753,"承德供电公司","滦平县供电公司","巴克什营镇供电所","巴克什营镇","古城川村","1502647882","10kV巴两516线路四达沟一队公变","绿",24.0187,0]
[1754,"承德供电公司","滦平县供电公司","巴克什营镇供电所","巴克什营镇","古城川村","1502647874","10kV巴两516线路四达沟一二队公变","绿",80.0349,0]
[1755,"承德供电公司","滦平县供电公司","巴克什营镇供电所","巴克什营镇","古城川村","1502759762","10kV巴两516线路古城川桥头公变","绿",81.1183,0]
[1756,"承德供电公司","滦平县供电公司","巴克什营镇供电所","巴克什营镇","古城川村","1503400678","10kV巴两516线路古城川前街西头公变","绿",97.5206,0]
[1757,"承德供电公司","滦平县供电公司","巴克什营镇供电所","巴克什营镇","古城川村","1503400677","10kV巴两516线路古城川前街兰西地公变","绿",84.2458,0]
[1758,"承德供电公司","滦平县供电公司","巴克什营镇供电所","巴克什营镇","古城川村","1502647876","10kV巴两516线路古城川前街公变","绿",180.6054,0]
[1759,"承德供电公司","滦平县供电公司","巴克什营镇供电所","巴克什营镇","古城川村","1502647875","10kV巴两516线路古城川公变","绿",227.4582,0]
[1760,"承德供电公司","滦平县供电公司","巴克什营镇供电所","巴克什营镇","缸房村","1502647896","10kV巴两516线路南东坡公变","绿",14.2685,0]
[1761,"承德供电公司","滦平县供电公司","巴克什营镇供电所","巴克什营镇","古城川村","1502648253","10kV巴两516线路前窝铺公变","绿",23.9775,0]
[1762,"承德供电公司","滦平县供电公司","巴克什营镇供电所","巴克什营镇","缸房村","1503396732","10kV巴两516线路候营街西头公变","绿",50.3371,0]
[1763,"承德供电公司","滦平县供电公司","巴克什营镇供电所","巴克什营镇","缸房村","1502647899","10kV巴两516线路侯营公变","绿",42.5925,0]
[1764,"承德供电公司","滦平县供电公司","巴克什营镇供电所","巴克什营镇","孙家沟村","1502648248","10kV巴两516线路东北沟公变","绿",49.422,0]
[1765,"承德供电公司","滦平县供电公司","巴克什营镇供电所","巴克什营镇","古城川村","1502648252","10kV巴两516线路下湾子公变","绿",23.4093,0]
[1766,"承德供电公司","滦平县供电公司","巴克什营镇供电所","巴克什营镇","花楼沟村","1502647887","10kV巴两516线路下北沟公变","绿",12.1243,0]
[1767,"承德供电公司","滦平县供电公司","火斗山镇供电所","火斗山镇","火斗山镇火斗山村","1606241405034035","10kV工业515线路下三道沟三台区","绿",107.6384,0]
[1768,"承德供电公司","滦平县供电公司","张百湾镇供电所","大屯镇","小城子村","1503586788","10kV小城子新公变","绿",200.5,0]
[1769,"承德供电公司","滦平县供电公司","红旗镇供电所","小营镇","铁马村","0503656436","10kV小哈522线路铁马北公变","绿",362.6522,0]
[1770,"承德供电公司","滦平县供电公司","滦平镇供电所","滦平镇","西瓜园村","1502646689","10kV城张516线路西瓜园3公变","绿",95.03,0]
[1771,"承德供电公司","滦平县供电公司","滦平镇供电所","滦平镇","西瓜园村","1601260805033424","城刘512线路西瓜园四","绿",160,0]
[1772,"承德供电公司","滦平县供电公司","滦平镇供电所","滦平镇","西瓜园村","1503454716","10kV城张516线路花脸沟2","绿",169.0175,0]
[1773,"承德供电公司","滦平县供电公司","滦平镇供电所","滦平镇","西瓜园村","1502646688","10kV城张516线路小狼山沟公变","绿",26.9197,0]
[1774,"承德供电公司","滦平县供电公司","滦平镇供电所","滦平镇","西瓜园村","1503454715","10kV城张516线路小狼山沟2","绿",113.0229,0]
[1775,"承德供电公司","滦平县供电公司","滦平镇供电所","中兴路街道","石头沟门社区","0503674485","10kV城区515线路边家洼二公变","绿",263.2945,0]
[1776,"承德供电公司","滦平县供电公司","滦平镇供电所","中兴路街道","东街社区","0503664278","10kV城区515线路西国税大厅公变","绿",165.72,0]
[1777,"承德供电公司","滦平县供电公司","滦平镇供电所","滦平镇","西台子","0503634113","10kV城区515线路西台子木材厂公变","绿",13.2702,0]
[1778,"承德供电公司","滦平县供电公司","滦平镇供电所","滦平镇","皂沟村","1502646712","10kV城刘512线路韦山沟公变","绿",23.5452,0]
[1779,"承德供电公司","滦平县供电公司","滦平镇供电所","滦平镇","杨树沟门村","1502646722","10kV城刘512线路金矿公变","绿",41.8953,0]
[1780,"承德供电公司","滦平县供电公司","滦平镇供电所","滦平镇","刘院村","1502649210","10kV城刘512线路郝营公变","绿",83.12,0]
[1781,"承德供电公司","滦平县供电公司","滦平镇供电所","滦平镇","西瓜园村","1502646702","10kV城刘512线路西瓜园公变","绿",230.4108,0]
[1782,"承德供电公司","滦平县供电公司","滦平镇供电所","滦平镇","皂沟村","1502893501","10kV城刘512线路皂沟村外公变","绿",175.7231,0]
[1783,"承德供电公司","滦平县供电公司","滦平镇供电所","滦平镇","皂沟村","1502649209","10kV城刘512线路皂沟村公变","绿",427.48,0]
[1784,"承德供电公司","滦平县供电公司","滦平镇供电所","滦平镇","杨树沟门村","1503396828","10kV城刘512线路杨树沟门马场公变2","绿",89.2988,0]
[1785,"承德供电公司","滦平县供电公司","滦平镇供电所","滦平镇","杨树沟门村","1502646721","10kV城刘512线路杨树沟门马场公变","绿",44.5928,0]
[1786,"承德供电公司","滦平县供电公司","滦平镇供电所","滦平镇","杨树沟门村","1502646720","10kV城刘512线路杨树沟门公变","绿",71.72,0]
[1787,"承德供电公司","滦平县供电公司","滦平镇供电所","滦平镇","杨树沟门村","1503454690","10kV城刘512线路杨树沟门2","绿",23.0234,0]
[1788,"承德供电公司","滦平县供电公司","滦平镇供电所","滦平镇","刘院村","1502645055","10kV城刘512线路李营公变","绿",209.95,0]
[1789,"承德供电公司","滦平县供电公司","滦平镇供电所","滦平镇","刘院村","1502646701","10kV城刘512线路山顶公变","绿",7.8189,0]
[1790,"承德供电公司","滦平县供电公司","滦平镇供电所","滦平镇","皂沟村","1502646710","10kV城刘512线路小刘沟公变","绿",41.5332,0]
[1791,"承德供电公司","滦平县供电公司","滦平镇供电所","滦平镇","双庙","1502646718","10kV城刘512线路双庙河东公变","绿",79.9072,0]
[1792,"承德供电公司","滦平县供电公司","滦平镇供电所","滦平镇","双庙","1502646719","10kV城刘512线路双庙四队公变","绿",65.4296,0]
[1793,"承德供电公司","滦平县供电公司","滦平镇供电所","滦平镇","双庙","1502646717","10kV城刘512线路双庙公变","绿",77.2703,0]
[1794,"承德供电公司","滦平县供电公司","滦平镇供电所","滦平镇","双庙","1503454689","10kV城刘512线路双庙2","绿",28.6602,0]
[1795,"承德供电公司","滦平县供电公司","滦平镇供电所","滦平镇","北李营","1502646716","10kV城刘512线路北李营四队公变","绿",76.1361,0]
[1796,"承德供电公司","滦平县供电公司","滦平镇供电所","滦平镇","北李营","1502646715","10kV城刘512线路北李营公变","绿",184.46,0]
[1797,"承德供电公司","滦平县供电公司","滦平镇供电所","滦平镇","北李营","1503454688","10kV城刘512线路北李营2","绿",198.8738,0]
[1798,"承德供电公司","滦平县供电公司","滦平镇供电所","滦平镇","皂沟村","1502646709","10kV城刘512线路北山根公变","绿",162.4322,0]
[1799,"承德供电公司","滦平县供电公司","滦平镇供电所","滦平镇","刘院村","1502650081","10kV城刘512线路刘院公变","绿",188.9936,0]
[1800,"承德供电公司","滦平县供电公司","滦平镇供电所","滦平镇","北李营","1502646714","10kV城刘512线路九神庙公变","绿",215.8472,0]
[1801,"承德供电公司","滦平县供电公司","滦平镇供电所","滦平镇","北李营","1503454709","10kV城刘512线路九神庙2","绿",91.9651,0]
[1802,"承德供电公司","滦平县供电公司","滦平镇供电所","滦平镇","西瓜园村","1502646703","10kV城刘512线路东瓜园公变","绿",420.4112,0]
[1803,"承德供电公司","滦平县供电公司","滦平镇供电所","滦平镇","庄头营村","0503664538","10kV后街双回516线路庄头营村红粘地沟二台区","绿",101.4392,0]
[1804,"承德供电公司","滦平县供电公司","滦平镇供电所","滦平镇","东营","0503565171","10kV后街二回516东营公变","绿",219.5915,0]
[1805,"承德供电公司","滦平县供电公司","滦平镇供电所","滦平镇","马圈子村","1502646726","10kV县城农电511线路魏营公变","绿",88.62,0]
[1806,"承德供电公司","滦平县供电公司","滦平镇供电所","滦平镇","马圈子村","1502646728","10kV县城农电511线路马圈子公变","绿",51.214,0]
[1807,"承德供电公司","滦平县供电公司","滦平镇供电所","滦平镇","马圈子村","1502650083","10kV县城农电511线路马圈子二台区公变","绿",83.4814,0]
[1808,"承德供电公司","滦平县供电公司","滦平镇供电所","中兴路街道","鞍匠屯社区","1502664296","10kV县城农电511线路鑫源小区公变","绿",216.37,0]
[1809,"承德供电公司","滦平县供电公司","滦平镇供电所","滦平镇","西街村","1502646694","10kV县城农电511线路西街西沟公变","绿",339.6896,0]
[1810,"承德供电公司","滦平县供电公司","滦平镇供电所","滦平镇","西街村","1502646695","10kV县城农电511线路西街公变","绿",143.2808,0]
[1811,"承德供电公司","滦平县供电公司","滦平镇供电所","滦平镇","庄头营村","1502646733","10kV县城农电511线路窑上公变","绿",86.7303,0]
[1812,"承德供电公司","滦平县供电公司","滦平镇供电所","中兴路街道","祥源社区","1502646696","10kV县城农电511线路税务局家属院公变","绿",147.2419,0]
[1813,"承德供电公司","滦平县供电公司","滦平镇供电所","中兴路街道","桥西社区","0503674616","10kV县城农电511线路残联二公变","绿",70.0713,0]
[1814,"承德供电公司","滦平县供电公司","滦平镇供电所","滦平镇","三地沟门村","1502646725","10kV县城农电511线路扶贫街公变","绿",101.2864,0]
[1815,"承德供电公司","滦平县供电公司","滦平镇供电所","滦平镇","三地沟门村","1502650084","10kV县城农电511线路开发区公变","绿",338.3616,0]
[1816,"承德供电公司","滦平县供电公司","滦平镇供电所","滦平镇","庄头营村","1502646735","10kV县城农电511线路庄头营二队台区公变","绿",140.866,0]
[1817,"承德供电公司","滦平县供电公司","滦平镇供电所","滦平镇","庄头营村","1502820379","10kV县城农电511线路庄头营一台区公变","绿",454.327,0]
[1818,"承德供电公司","滦平县供电公司","滦平镇供电所","滦平镇","马圈子村","1502646729","10kV县城农电511线路平台沟公变","绿",89.3544,0]
[1819,"承德供电公司","滦平县供电公司","滦平镇供电所","滦平镇","南瓦房","1502646691","10kV县城农电511线路小刁屯二队公变","绿",143.8718,0]
[1820,"承德供电公司","滦平县供电公司","滦平镇供电所","滦平镇","南瓦房","1502646693","10kV县城农电511线路小刁屯5队公变","绿",95.9421,0]
[1821,"承德供电公司","滦平县供电公司","滦平镇供电所","滦平镇","南瓦房","1502646692","10kV县城农电511线路小刁屯4队公变","绿",85.6474,0]
[1822,"承德供电公司","滦平县供电公司","滦平镇供电所","滦平镇","马圈子村","1502820396","10kV县城农电511线路大栅子公变","绿",60.2346,0]
[1823,"承德供电公司","滦平县供电公司","滦平镇供电所","滦平镇","大刁屯","1502650082","10kV县城农电511线路大刁屯村外公变","绿",166.6755,0]
[1824,"承德供电公司","滦平县供电公司","滦平镇供电所","滦平镇","马圈子村","1502646730","10kV县城农电511线路双栅子公变","绿",78.53,0]
[1825,"承德供电公司","滦平县供电公司","滦平镇供电所","滦平镇","南瓦房","1502646690","10kV县城农电511线路南瓦房村公变","绿",220.3661,0]
[1826,"承德供电公司","滦平县供电公司","滦平镇供电所","滦平镇","东营","1502646731","10kV县城农电511线路东营二台区公变","绿",74.362,0]
[1827,"承德供电公司","滦平县供电公司","滦平镇供电所","滦平镇","三地沟门村","1502646723","10kV县城农电511线路三地沟门村公变","绿",617.16,0]
[1828,"承德供电公司","滦平县供电公司","滦平镇供电所","滦平镇","三地沟门村","1502650090","10kV县城农电511线路三地沟门大长地公变","绿",113.5072,0]
[1829,"承德供电公司","滦平县供电公司","滦平镇供电所","滦平镇","三地沟门村","1502646724","10kV县城农电511线路三地沟门三队公变","绿",83.8381,0]
[1830,"承德供电公司","滦平县供电公司","滦平镇供电所","滦平镇","庄头营村","1503454728","10kV农电511线路红粘地沟","绿",74.4906,0]
[1831,"承德供电公司","滦平县供电公司","滦平镇供电所","滦平镇","庄头营村","1503396749","10kV农电511线路瓦房","绿",188.508,0]
[1832,"承德供电公司","滦平县供电公司","滦平镇供电所","滦平镇","庄头营村","1503454730","10kV农电511线路杨家沟门","绿",211.8425,0]
[1833,"承德供电公司","滦平县供电公司","滦平镇供电所","滦平镇","庄头营村","1503396750","10kV农电511线路所家沟门","绿",227.8243,0]
[1834,"承德供电公司","滦平县供电公司","滦平镇供电所","滦平镇","庄头营村","1503454729","10kV农电511线路前东沟门","绿",135.8243,0]
[1835,"承德供电公司","滦平县供电公司","滦平镇供电所","滦平镇","东营","1503396751","10kV农电511线路东营3","绿",59.2681,0]
[1836,"承德供电公司","滦平县供电公司","张百湾镇供电所","滦平镇","石头沟门村","1606241805039581","10kV兴洲511线路干沟二公变","绿",44.743,0]
[1837,"承德供电公司","滦平县供电公司","张百湾镇供电所","张百湾镇","兴洲村","1611252305024543","10kV兴洲511线路兴洲牛场公变","绿",80.0111,0]
[1838,"承德供电公司","滦平县供电公司","付营子镇供电所","付营子镇","邢家沟门村","1502644910","10kV付陈512线路邢门河北公变","绿",11.5074,0]
[1839,"承德供电公司","滦平县供电公司","付营子镇供电所","付营子镇","邢家沟门村","1502644908","10kV付陈512线路邢门公变","绿",51.8162,0]
[1840,"承德供电公司","滦平县供电公司","付营子镇供电所","付营子镇","邢家沟门村","1502644907","10kV付陈512线路西山公变","绿",5.8445,0]
[1841,"承德供电公司","滦平县供电公司","付营子镇供电所","付营子镇","邢家沟门村","1606241705056781","10kV付陈512线路瓦房新公变","绿",27.3126,0]
[1842,"承德供电公司","滦平县供电公司","付营子镇供电所","付营子镇","邢家沟门村","1502800203","10kV付陈512线路瓦房公变","绿",21.7629,0]
[1843,"承德供电公司","滦平县供电公司","付营子镇供电所","付营子镇","付营子村","1606241505009178","10kV付陈512线路焦营新公变","绿",135.4077,0]
[1844,"承德供电公司","滦平县供电公司","付营子镇供电所","付营子镇","付营子村","1502644906","10kV付陈512线路焦营公变","绿",75.5325,0]
[1845,"承德供电公司","滦平县供电公司","付营子镇供电所","付营子镇","付营子村","1503454677","10kV付陈512线路焦营东公变","绿",177.1445,0]
[1846,"承德供电公司","滦平县供电公司","付营子镇供电所","付营子镇","头道河村","1606241705056777","10kV付陈512线路平坊西公变","绿",174.9328,0]
[1847,"承德供电公司","滦平县供电公司","付营子镇供电所","付营子镇","头道河村","1502644897","10kV付陈512线路平坊公变","绿",214.7212,0]
[1848,"承德供电公司","滦平县供电公司","付营子镇供电所","付营子镇","头道河村","1503395031","10kV付陈512线路头道河西公变","绿",182.6738,0]
[1849,"承德供电公司","滦平县供电公司","付营子镇供电所","付营子镇","头道河村","1503454785","10kV付陈512线路头道河村箱变间隔配电变压器","绿",281.8404,0]
[1850,"承德供电公司","滦平县供电公司","付营子镇供电所","付营子镇","头道河村","1502644898","10kV付陈512线路头道河村公变","绿",275.9873,0]
[1851,"承德供电公司","滦平县供电公司","付营子镇供电所","付营子镇","头道河村","1503454676","10kV付陈512线路头道河村1号公变","绿",130.687,0]
[1852,"承德供电公司","滦平县供电公司","付营子镇供电所","付营子镇","头道河村","1611230805008203","10kV付陈512线路头道河下新公变","绿",119.7894,0]
[1853,"承德供电公司","滦平县供电公司","付营子镇供电所","付营子镇","头道河村","1502644899","10kV付陈512线路头道河下公变","绿",209.4647,0]
[1854,"承德供电公司","滦平县供电公司","付营子镇供电所","付营子镇","付营子村","1606241505007611","10kV付陈512线路北沟小区新公变","绿",38.9875,0]
[1855,"承德供电公司","滦平县供电公司","付营子镇供电所","付营子镇","付营子村","1503395010","10kV付陈512线路北沟小区北公变","绿",45.7067,0]
[1856,"承德供电公司","滦平县供电公司","付营子镇供电所","付营子镇","付营子村","1502644904","10kV付陈512线路北沟小区公变","绿",24.186,0]
[1857,"承德供电公司","滦平县供电公司","付营子镇供电所","付营子镇","凡西营村","1606241705057667","10kV付陈512线路凡西营白楼公变","绿",160.7569,0]
[1858,"承德供电公司","滦平县供电公司","付营子镇供电所","付营子镇","凡西营村","1503454679","10kV付陈512线路凡西营南沟门公变","绿",45.0041,0]
[1859,"承德供电公司","滦平县供电公司","付营子镇供电所","付营子镇","凡西营村","1502644912","10kV付陈512线路凡西营南公变","绿",166.7777,0]
[1860,"承德供电公司","滦平县供电公司","付营子镇供电所","付营子镇","凡西营村","1606241705059329","10kV付陈512线路凡西营北新公变","绿",73.7854,0]
[1861,"承德供电公司","滦平县供电公司","付营子镇供电所","付营子镇","凡西营村","1502644911","10kV付陈512线路凡西营北公变","绿",107.8219,0]
[1862,"承德供电公司","滦平县供电公司","付营子镇供电所","付营子镇","凡西营村","1606241705057671","10kV付陈512线路凡西营东新公变","绿",196.3513,0]
[1863,"承德供电公司","滦平县供电公司","付营子镇供电所","付营子镇","凡西营村","1503395030","10kV付陈512线路凡西营东公变","绿",81.5714,0]
[1864,"承德供电公司","滦平县供电公司","付营子镇供电所","付营子镇","付营子村","1502644900","10kV付陈512线路付营子西大棚公变","绿",84.886,0]
[1865,"承德供电公司","滦平县供电公司","付营子镇供电所","付营子镇","付营子村","1606241505006952","10kV付陈512线路付营子西南公变","绿",90.8445,0]
[1866,"承德供电公司","滦平县供电公司","付营子镇供电所","付营子镇","付营子村","1502644901","10kV付陈512线路付营子西公变","绿",301.947,0]
[1867,"承德供电公司","滦平县供电公司","付营子镇供电所","付营子镇","付营子村","1503395009","10kV付陈512线路付营子村南公变","绿",110.0482,0]
[1868,"承德供电公司","滦平县供电公司","付营子镇供电所","付营子镇","付营子村","1502644905","10kV付陈512线路付营子北沟公变","绿",3.8742,0]
[1869,"承德供电公司","滦平县供电公司","付营子镇供电所","付营子镇","付营子村","1606241505009174","10kV付陈512线路付营子北新公变","绿",118.6866,0]
[1870,"承德供电公司","滦平县供电公司","付营子镇供电所","付营子镇","付营子村","1503454678","10kV付陈512线路付营子北公变","绿",96.0408,0]
[1871,"承德供电公司","滦平县供电公司","付营子镇供电所","付营子镇","付营子村","1606241505010030","10kV付陈512线路付营子东新公变","绿",54.4672,0]
[1872,"承德供电公司","滦平县供电公司","付营子镇供电所","付营子镇","付营子村","1502644903","10kV付陈512线路付营子东大棚公变","绿",69.8973,0]
[1873,"承德供电公司","滦平县供电公司","付营子镇供电所","付营子镇","付营子村","1502644902","10kV付陈512线路付营子东公变","绿",167.1184,0]
[1874,"承德供电公司","滦平县供电公司","付营子镇供电所","付营子镇","凡西营村","1606241705058290","10kV付陈512线路东宫庙新公变","绿",136.0921,0]
[1875,"承德供电公司","滦平县供电公司","付营子镇供电所","付营子镇","靳家沟门村","1502644937","10kV付红515线路黄粱公变","绿",16.9035,0]
[1876,"承德供电公司","滦平县供电公司","付营子镇供电所","付营子镇","靳家沟门村","1502644938","10kV付红515线路黄木局子公变","绿",31.9254,0]
[1877,"承德供电公司","滦平县供电公司","付营子镇供电所","付营子镇","靳家沟门村","1606241505001557","10kV付红515线路靳门街里公变","绿",162.0332,0]
[1878,"承德供电公司","滦平县供电公司","付营子镇供电所","付营子镇","靳家沟门村","1606241705029830","10kV付红515线路靳门北新公变","绿",68.1,0]
[1879,"承德供电公司","滦平县供电公司","付营子镇供电所","付营子镇","靳家沟门村","1503454789","10kV付红515线路靳门北公变","绿",160.4027,0]
[1880,"承德供电公司","滦平县供电公司","付营子镇供电所","付营子镇","三成店村","1606241505003715","10kV付红515线路靳门二道河子新公变","绿",165.6765,0]
[1881,"承德供电公司","滦平县供电公司","付营子镇供电所","付营子镇","靳家沟门村","1502644935","10kV付红515线路靳家沟门村公变","绿",107.4605,0]
[1882,"承德供电公司","滦平县供电公司","付营子镇供电所","付营子镇","靳家沟门村","1502644940","10kV付红515线路阳坡公变","绿",49.8964,0]
[1883,"承德供电公司","滦平县供电公司","付营子镇供电所","付营子镇","金鸡沟村","1502644943","10kV付红515线路金鸡沟村公变","绿",44.8204,0]
[1884,"承德供电公司","滦平县供电公司","付营子镇供电所","付营子镇","金鸡沟村","1503454664","10kV付红515线路金鸡沟新公变","绿",40.6132,0]
[1885,"承德供电公司","滦平县供电公司","付营子镇供电所","付营子镇","羊草沟门村","1502644931","10kV付红515线路西午铺公变","绿",58.8697,0]
[1886,"承德供电公司","滦平县供电公司","付营子镇供电所","付营子镇","金鸡沟村","1606242105020315","10kV付红515线路蔡家沟新公变","绿",80.6773,0]
[1887,"承德供电公司","滦平县供电公司","付营子镇供电所","付营子镇","东营村","1503454680","10kV付红515线路胜利胡同公变","绿",63.7641,0]
[1888,"承德供电公司","滦平县供电公司","付营子镇供电所","付营子镇","头道河村","1502644914","10kV付红515线路老虎沟公变","绿",47.6016,0]
[1889,"承德供电公司","滦平县供电公司","付营子镇供电所","付营子镇","羊草沟门村","1606241705030920","10kV付红515线路羊草沟门村新公变","绿",19.6861,0]
[1890,"承德供电公司","滦平县供电公司","付营子镇供电所","付营子镇","羊草沟门村","1502644928","10kV付红515线路羊草沟门村公变","绿",179.3528,0]
[1891,"承德供电公司","滦平县供电公司","付营子镇供电所","付营子镇","羊草沟门村",1503454661,"10kV付红515线路羊草沟门村东公变","绿",197.414,0]
[1892,"承德供电公司","滦平县供电公司","付营子镇供电所","付营子镇","金鸡沟村","1502644945","10kV付红515线路罗铺公变","绿",40.3568,0]
[1893,"承德供电公司","滦平县供电公司","付营子镇供电所","付营子镇","红石砬村","1502644917","10kV付红515线路红石砬村公变","绿",146.9286,0]
[1894,"承德供电公司","滦平县供电公司","付营子镇供电所","付营子镇","红石砬村","1502644947","10kV付红515线路红石砬新区公变","绿",97.5898,0]
[1895,"承德供电公司","滦平县供电公司","付营子镇供电所","付营子镇","红石砬村","1606241705029826","10kV付红515线路红石砬新区二公变","绿",181.1027,0]
[1896,"承德供电公司","滦平县供电公司","付营子镇供电所","付营子镇","红石砬村","1502644923","10kV付红515线路红石砬北沟公变","绿",14.718,0]
[1897,"承德供电公司","滦平县供电公司","付营子镇供电所","付营子镇","红石砬村","1606241705030916","10kV付红515线路红石砬北新公变","绿",172.2066,0]
[1898,"承德供电公司","滦平县供电公司","付营子镇供电所","付营子镇","红石砬村","1502644924","10kV付红515线路红石砬北公变","绿",89.6858,0]
[1899,"承德供电公司","滦平县供电公司","付营子镇供电所","付营子镇","红石砬村","1502644918","10kV付红515线路红石砬东公变","绿",42.2199,0]
[1900,"承德供电公司","滦平县供电公司","付营子镇供电所","付营子镇","羊草沟门村","1502644930","10kV付红515线路石井沟公变","绿",67.3798,0]
[1901,"承德供电公司","滦平县供电公司","付营子镇供电所","付营子镇","王营子村","1606241905042341","10kV付红515线路王营子西上坡公变","绿",124.6195,0]
[1902,"承德供电公司","滦平县供电公司","付营子镇供电所","付营子镇","王营子村","1502644925","10kV付红515线路王营子北沟公变","绿",17.3631,0]
[1903,"承德供电公司","滦平县供电公司","付营子镇供电所","付营子镇","王营子村","1503454787","10kV付红515线路王营子北沟东公变","绿",42.3491,0]
[1904,"承德供电公司","滦平县供电公司","付营子镇供电所","付营子镇","王营子村","1502644921","10kV付红515线路王营子公变","绿",83.0178,0]
[1905,"承德供电公司","滦平县供电公司","付营子镇供电所","付营子镇","王营子村","1503395024","10kV付红515线路王营子中公变","绿",139.3831,0]
[1906,"承德供电公司","滦平县供电公司","付营子镇供电所","付营子镇","王营子村","1502644927","10kV付红515线路王营子东沟公变","绿",79.0977,0]
[1907,"承德供电公司","滦平县供电公司","付营子镇供电所","付营子镇","王营子村","1503454681","10kV付红515线路王营子东小学公变","绿",53.6528,0]
[1908,"承德供电公司","滦平县供电公司","付营子镇供电所","付营子镇","王营子村","0503684399","10kV付红515线路王营子东公变","绿",160,0]
[1909,"承德供电公司","滦平县供电公司","付营子镇供电所","付营子镇","金鸡沟村","1503404129","10kV付红515线路河东公变（新）","绿",91.6164,0]
[1910,"承德供电公司","滦平县供电公司","付营子镇供电所","付营子镇","王营子村","1503395025","10kV付红515线路平山北公变","绿",84.742,0]
[1911,"承德供电公司","滦平县供电公司","付营子镇供电所","付营子镇","王营子村","1502644929","10kV付红515线路平山公变","绿",65.7171,0]
[1912,"承德供电公司","滦平县供电公司","付营子镇供电所","付营子镇","红石砬村","1503395027","10kV付红515线路小烟墩沟新公变","绿",113.7864,0]
[1913,"承德供电公司","滦平县供电公司","付营子镇供电所","付营子镇","红石砬村","1502644916","10kV付红515线路小烟墩沟公变","绿",46.8149,0]
[1914,"承德供电公司","滦平县供电公司","付营子镇供电所","付营子镇","红石砬村","1503454662","10kV付红515线路小烟墩沟中街公变","绿",152.2597,0]
[1915,"承德供电公司","滦平县供电公司","付营子镇供电所","付营子镇","金鸡沟村","1502644944","10kV付红515线路大西沟公变","绿",83.61,0]
[1916,"承德供电公司","滦平县供电公司","付营子镇供电所","付营子镇","红石砬村","1503454682","10kV付红515线路大烟墩沟外公变","绿",53.8757,0]
[1917,"承德供电公司","滦平县供电公司","付营子镇供电所","付营子镇","红石砬村","1502644915","10kV付红515线路大烟墩沟公变","绿",29.1198,0]
[1918,"承德供电公司","滦平县供电公司","付营子镇供电所","付营子镇","金鸡沟村","1502644941","10kV付红515线路双栅子公变","绿",22.0761,0]
[1919,"承德供电公司","滦平县供电公司","付营子镇供电所","付营子镇","靳家沟门村","1503395033","10kV付红515线路北山根公变","绿",45.3891,0]
[1920,"承德供电公司","滦平县供电公司","付营子镇供电所","付营子镇","靳家沟门村","1503454790","10kV付红515线路北大洼公变","绿",44.6224,0]
[1921,"承德供电公司","滦平县供电公司","付营子镇供电所","付营子镇","羊草沟门村","1503395032","10kV付红515线路前进沟里","绿",11.8318,0]
[1922,"承德供电公司","滦平县供电公司","付营子镇供电所","付营子镇","羊草沟门村","1606241505000636","10kV付红515线路前进沟下西沟公变","绿",80,0]
[1923,"承德供电公司","滦平县供电公司","付营子镇供电所","付营子镇","羊草沟门村","1503404128","10kV付红515线路前进沟下公变（新）","绿",105.1741,0]
[1924,"承德供电公司","滦平县供电公司","付营子镇供电所","付营子镇","羊草沟门村","1606241705028607","10kV付红515线路前进沟上西沟公变","绿",103.0802,0]
[1925,"承德供电公司","滦平县供电公司","付营子镇供电所","付营子镇","羊草沟门村","1502644936","10kV付红515线路前进沟上公变","绿",60.2931,0]
[1926,"承德供电公司","滦平县供电公司","付营子镇供电所","付营子镇","靳家沟门村","1502644939","10kV付红515线路八队公变","绿",60.5677,0]
[1927,"承德供电公司","滦平县供电公司","付营子镇供电所","付营子镇","王营子村","1606241705028611","10kV付红515线路八家西公变","绿",92.7468,0]
[1928,"承德供电公司","滦平县供电公司","付营子镇供电所","付营子镇","王营子村","1503395035","10kV付红515线路八家北公变","绿",31.9949,0]
[1929,"承德供电公司","滦平县供电公司","付营子镇供电所","付营子镇","王营子村","1502644932","10kV付红515线路八家公变","绿",139.471,0]
[1930,"承德供电公司","滦平县供电公司","付营子镇供电所","付营子镇","靳家沟门村","1503395034","10kV付红515线路八亩地公变","绿",26.288,0]
[1931,"承德供电公司","滦平县供电公司","付营子镇供电所","付营子镇","靳家沟门村","1503454788","10kV付红515线路二道河公变","绿",25.0112,0]
[1932,"承德供电公司","滦平县供电公司","付营子镇供电所","付营子镇","金鸡沟村","1503106921","10kV付红515线路二道沟公变","绿",47.2946,0]
[1933,"承德供电公司","滦平县供电公司","付营子镇供电所","付营子镇","东营村","1502644942","10kV付红515线路东营西新公变","绿",149,0]
[1934,"承德供电公司","滦平县供电公司","付营子镇供电所","付营子镇","东营村","1503454683","10kV付红515线路东营西公变","绿",134.2841,0]
[1935,"承德供电公司","滦平县供电公司","付营子镇供电所","付营子镇","东营村","1503454663","10kV付红515线路东营村东公变","绿",82.9195,0]
[1936,"承德供电公司","滦平县供电公司","付营子镇供电所","付营子镇","东营村","1502644948","10kV付红515线路东营新区公变","绿",38.767,0]
[1937,"承德供电公司","滦平县供电公司","付营子镇供电所","付营子镇","东营村","1610251505003376","10kV付红515线路东营新区二公变","绿",68.12,0]
[1938,"承德供电公司","滦平县供电公司","付营子镇供电所","付营子镇","东营村","1502644920","10kV付红515线路东营公变","绿",57.5076,0]
[1939,"承德供电公司","滦平县供电公司","付营子镇供电所","付营子镇","东营村","1611230805006075","10kV付红515线路东营下新公变","绿",67.9425,0]
[1940,"承德供电公司","滦平县供电公司","付营子镇供电所","付营子镇","东营村","1502644919","10kV付红515线路东营下公变","绿",41.8326,0]
[1941,"承德供电公司","滦平县供电公司","付营子镇供电所","付营子镇","羊草沟门村","1502644933","10kV付红515线路下铺公变","绿",24.9891,0]
[1942,"承德供电公司","滦平县供电公司","付营子镇供电所","付营子镇","头道河村","1611230805004471","10kV付红515线路三道河西公变","绿",231.6656,0]
[1943,"承德供电公司","滦平县供电公司","付营子镇供电所","付营子镇","头道河村","1606241705031410","10kV付红515线路三道河南公变","绿",185.1274,0]
[1944,"承德供电公司","滦平县供电公司","付营子镇供电所","付营子镇","头道河村","1503395026","10kV付红515线路三道河北公变","绿",53.1907,0]
[1945,"承德供电公司","滦平县供电公司","付营子镇供电所","付营子镇","头道河村","1502644913","10kV付红515线路三道河公变","绿",127.0711,0]
[1946,"承德供电公司","滦平县供电公司","付营子镇供电所","付营子镇","靳家沟门村","1502644949","10kV付红515线路七队公变","绿",27.7548,0]
[1947,"承德供电公司","滦平县供电公司","付营子镇供电所","付营子镇","青石垛村","0503512447","10kV付九516青石垛中公变","绿",21.9047,0]
[1948,"承德供电公司","滦平县供电公司","付营子镇供电所","付营子镇","青石垛村","1503395016","10kV付九516线路黄土湾公变","绿",21.5612,0]
[1949,"承德供电公司","滦平县供电公司","付营子镇供电所","付营子镇","青石垛村","0503542554","10kV付九516线路黄土湾上公变","绿",28.6156,0]
[1950,"承德供电公司","滦平县供电公司","付营子镇供电所","付营子镇","三成店村","1503340088","10kV付九516线路黄土梁外公变","绿",9.6079,0]
[1951,"承德供电公司","滦平县供电公司","付营子镇供电所","付营子镇","三成店村","1502644963","10kV付九516线路黄土梁公变","绿",91.0134,0]
[1952,"承德供电公司","滦平县供电公司","付营子镇供电所","付营子镇","青石垛村","1503454703","10kV付九516线路青石垛村公变","绿",30.7949,0]
[1953,"承德供电公司","滦平县供电公司","付营子镇供电所","付营子镇","青石垛村","1606241605002041","10kV付九516线路青石垛下新公变","绿",194.6006,0]
[1954,"承德供电公司","滦平县供电公司","付营子镇供电所","付营子镇","青石垛村","1502644954","10kV付九516线路青石垛下公变","绿",113.2969,0]
[1955,"承德供电公司","滦平县供电公司","付营子镇供电所","付营子镇","青石垛村","1611230805005510","10kV付九516线路青石垛上新公变","绿",105.5941,0]
[1956,"承德供电公司","滦平县供电公司","付营子镇供电所","付营子镇","青石垛村","1502644955","10kV付九516线路青石垛上公变","绿",34.8464,0]
[1957,"承德供电公司","滦平县供电公司","付营子镇供电所","付营子镇","青石垛村","1606241605003018","10kV付九516线路转山湖小学公变","绿",120.7787,0]
[1958,"承德供电公司","滦平县供电公司","付营子镇供电所","付营子镇","青石垛村","1606240505022164","10kV付九516线路转山湖公变","绿",10.33,0]
[1959,"承德供电公司","滦平县供电公司","付营子镇供电所","付营子镇","三成店村","1503395019","10kV付九516线路贾家店新公变","绿",90.3546,0]
[1960,"承德供电公司","滦平县供电公司","付营子镇供电所","付营子镇","三成店村","1502644964","10kV付九516线路贾家店公变","绿",20.5824,0]
[1961,"承德供电公司","滦平县供电公司","付营子镇供电所","付营子镇","温台村村","1503395021","10kV付九516线路老西营子东公变","绿",37.1335,0]
[1962,"承德供电公司","滦平县供电公司","付营子镇供电所","付营子镇","青石垛村","1503340087","10kV付九516线路湖门里公变","绿",51.7276,0]
[1963,"承德供电公司","滦平县供电公司","付营子镇供电所","付营子镇","青石垛村","1503395017","10kV付九516线路湖门新公变","绿",28.9715,0]
[1964,"承德供电公司","滦平县供电公司","付营子镇供电所","付营子镇","青石垛村","1502644953","10kV付九516线路湖门公变","绿",84.07,0]
[1965,"承德供电公司","滦平县供电公司","付营子镇供电所","付营子镇","青石垛村","1502644952","10kV付九516线路湖里公变","绿",23.6527,0]
[1966,"承德供电公司","滦平县供电公司","付营子镇供电所","付营子镇","温家台村","1503395012","10kV付九516线路温台苏门公变","绿",168.2911,0]
[1967,"承德供电公司","滦平县供电公司","付营子镇供电所","付营子镇","温家台村","1503395011","10kV付九516线路温台梁上公变","绿",81.2943,0]
[1968,"承德供电公司","滦平县供电公司","付营子镇供电所","付营子镇","温家台村","1503395020","10kV付九516线路温台村新公变","绿",13.2327,0]
[1969,"承德供电公司","滦平县供电公司","付营子镇供电所","付营子镇","温家台村","1502644968","10kV付九516线路温台上公变","绿",13.0748,0]
[1970,"承德供电公司","滦平县供电公司","付营子镇供电所","付营子镇","邢家沟门村","1502644951","10kV付九516线路姜营里公变","绿",12.8767,0]
[1971,"承德供电公司","滦平县供电公司","付营子镇供电所","付营子镇","邢家沟门村","1502644959","10kV付九516线路姜营外公变","绿",22.654,0]
[1972,"承德供电公司","滦平县供电公司","付营子镇供电所","付营子镇","三成店村","1502644969","10kV付九516线路大东沟公变","绿",63.5628,0]
[1973,"承德供电公司","滦平县供电公司","付营子镇供电所","付营子镇","青石垛村","1502644956","10kV付九516线路南梁顶公变","绿",94.4188,0]
[1974,"承德供电公司","滦平县供电公司","付营子镇供电所","付营子镇","头道河村","1503395014","10kV付九516线路云盘沟门西公变","绿",88.2899,0]
[1975,"承德供电公司","滦平县供电公司","付营子镇供电所","付营子镇","头道河村","1502644957","10kV付九516线路云盘沟门公变","绿",155.7941,0]
[1976,"承德供电公司","滦平县供电公司","付营子镇供电所","付营子镇","头道河村","1503395013","10kV付九516线路云盘沟门东公变","绿",88.8906,0]
[1977,"承德供电公司","滦平县供电公司","付营子镇供电所","付营子镇","三成店村","1502644960","10kV付九516线路二窝铺公变","绿",21.1487,0]
[1978,"承德供电公司","滦平县供电公司","付营子镇供电所","付营子镇","三成店村","1612240905012277","10kV付九516线路乱石窖沟公变","绿",81.5006,0]
[1979,"承德供电公司","滦平县供电公司","付营子镇供电所","付营子镇","九神庙村","1606241405008650","10kV付九516线路九神庙梁上台区","绿",65.4462,0]
[1980,"承德供电公司","滦平县供电公司","付营子镇供电所","付营子镇","九神庙村","1502644950","10kV付九516线路九神庙村公变","绿",73.9494,0]
[1981,"承德供电公司","滦平县供电公司","付营子镇供电所","付营子镇","九神庙村","1503454702","10kV付九516线路九神庙东公变","绿",67.2229,0]
[1982,"承德供电公司","滦平县供电公司","付营子镇供电所","付营子镇","九神庙村","1606241405012379","10kV付九516线路九神庙下新公变","绿",31.7724,0]
[1983,"承德供电公司","滦平县供电公司","付营子镇供电所","付营子镇","九神庙村","0503684400","10kV付九516线路九神庙下公变(TTU)","绿",98.2759,0]
[1984,"承德供电公司","滦平县供电公司","付营子镇供电所","付营子镇","九神庙村","1502644970","10kV付九516线路九神庙上公变","绿",85.0332,0]
[1985,"承德供电公司","滦平县供电公司","付营子镇供电所","付营子镇","三成店村","1503454701","10kV付九516线路三成店河东公变","绿",25.8254,0]
[1986,"承德供电公司","滦平县供电公司","付营子镇供电所","付营子镇","三成店村","1502644962","10kV付九516线路三成店村公变","绿",66.8296,0]
[1987,"承德供电公司","滦平县供电公司","付营子镇供电所","付营子镇","三成店村","1606241505003399","10kV付九516线路三成店下新公变","绿",44.1757,0]
[1988,"承德供电公司","滦平县供电公司","付营子镇供电所","付营子镇","三成店村","1502644961","10kV付九516线路三成店下公变","绿",79.8066,0]
[1989,"承德供电公司","滦平县供电公司","付营子镇供电所","付营子镇","三成店村","1503395018","10kV付九516线路三成店上新公变","绿",32.8791,0]
[1990,"承德供电公司","滦平县供电公司","长山峪镇供电所","长山峪镇","三道梁村","1502796987","10kV三靳514线路防丝沟公变","绿",83.12,0]
[1991,"承德供电公司","滦平县供电公司","长山峪镇供电所","长山峪镇","三道梁村","0503672396","10kV三靳514线路鑫森农牧公变","绿",80.24,0]
[1992,"承德供电公司","滦平县供电公司","长山峪镇供电所","长山峪镇","蕨菜沟村","1502796881","10kV三靳514线路西沟头营公变","绿",76.601,0]
[1993,"承德供电公司","滦平县供电公司","长山峪镇供电所","长山峪镇","蕨菜沟村","1601262105005630","10kV三靳514线路西沟头营东公变","绿",100,0]
[1994,"承德供电公司","滦平县供电公司","长山峪镇供电所","长山峪镇","蕨菜沟村","1601262105007507","10kV三靳514线路西沟二营广场公变","绿",105.5,0]
[1995,"承德供电公司","滦平县供电公司","长山峪镇供电所","长山峪镇","蕨菜沟村","1502796880","10kV三靳514线路西沟二营公变","绿",86.7241,0]
[1996,"承德供电公司","滦平县供电公司","长山峪镇供电所","长山峪镇","蕨菜沟村","1601262105004714","10kV三靳514线路西沟三营村口公变","绿",160,0]
[1997,"承德供电公司","滦平县供电公司","长山峪镇供电所","长山峪镇","蕨菜沟村","1502796954","10kV三靳514线路西沟三营公变","绿",21.4612,0]
[1998,"承德供电公司","滦平县供电公司","长山峪镇供电所","长山峪镇","蕨菜沟村","1503396646","10kV三靳514线路蕨菜沟村北公变","绿",90.2628,0]
[1999,"承德供电公司","滦平县供电公司","长山峪镇供电所","长山峪镇","蕨菜沟村","1610241205021312","10kV三靳514线路蕨菜南沟大台子公变","绿",80,0]
[2000,"承德供电公司","滦平县供电公司","长山峪镇供电所","长山峪镇","蕨菜沟村","1502797006","10kV三靳514线路蕨菜南沟公变","绿",83.6742,0]
[2001,"承德供电公司","滦平县供电公司","长山峪镇供电所","长山峪镇","蕨菜沟村","1502796851","10kV三靳514线路梁根公变","绿",45.4037,0]
[2002,"承德供电公司","滦平县供电公司","长山峪镇供电所","长山峪镇","三道梁村","1503396647","10kV三靳514线路杨树下西公变","绿",136.88,0]
[2003,"承德供电公司","滦平县供电公司","长山峪镇供电所","长山峪镇","三道梁村","1502797079","10kV三靳514线路杨树下公变","绿",169.32,0]
[2004,"承德供电公司","滦平县供电公司","长山峪镇供电所","长山峪镇","蕨菜沟村","1502796938","10kV三靳514线路村西公变","绿",90.1221,0]
[2005,"承德供电公司","滦平县供电公司","长山峪镇供电所","长山峪镇","蕨菜沟村","1502796856","10kV三靳514线路村东公变","绿",85.8955,0]
[2006,"承德供电公司","滦平县供电公司","长山峪镇供电所","长山峪镇","蕨菜沟村","1502796915","10kV三靳514线路小南沟公变","绿",86.5524,0]
[2007,"承德供电公司","滦平县供电公司","长山峪镇供电所","长山峪镇","安子岭村","1502797005","10kV三靳514线路安子岭北沟公变","绿",44.7695,0]
[2008,"承德供电公司","滦平县供电公司","长山峪镇供电所","长山峪镇","安子岭村","1610241305000091","10kV三靳514线路安子岭前街公变","绿",143.8557,0]
[2009,"承德供电公司","滦平县供电公司","长山峪镇供电所","长山峪镇","安子岭村","1502797043","10kV三靳514线路安子岭公变","绿",83.1862,0]
[2010,"承德供电公司","滦平县供电公司","长山峪镇供电所","长山峪镇","安子岭村","1503454807","10kV三靳514线路安子岭东公变","绿",113.8938,0]
[2011,"承德供电公司","滦平县供电公司","长山峪镇供电所","长山峪镇","三道营村","1503396645","10kV三靳514线路头营北公变","绿",132.6887,0]
[2012,"承德供电公司","滦平县供电公司","长山峪镇供电所","长山峪镇","二道营村","1502796816","10kV三靳514线路头营公变","绿",3.62,0]
[2013,"承德供电公司","滦平县供电公司","长山峪镇供电所","长山峪镇","二营村","1606241805017553","10kV三靳514线路四营街头公变","绿",126.76,0]
[2014,"承德供电公司","滦平县供电公司","长山峪镇供电所","长山峪镇","三道营村","1502797023","10kV三靳514线路四营公变","绿",78.0757,0]
[2015,"承德供电公司","滦平县供电公司","长山峪镇供电所","长山峪镇","后营子村","1606241805015770","10kV三靳514线路后营子北公变","绿",47.634,0]
[2016,"承德供电公司","滦平县供电公司","长山峪镇供电所","长山峪镇","蕨菜沟村","1502796860","10kV三靳514线路北阳坡公变","绿",101.2228,0]
[2017,"承德供电公司","滦平县供电公司","长山峪镇供电所","长山峪镇","蕨菜沟村","1503396639","10kV三靳514线路北阳坡东公变","绿",85.28,0]
[2018,"承德供电公司","滦平县供电公司","长山峪镇供电所","长山峪镇","二道营村","1502796902","10kV三靳514线路五营公变","绿",25.1637,0]
[2019,"承德供电公司","滦平县供电公司","长山峪镇供电所","长山峪镇","二道营村","1502797056","10kV三靳514线路二道营二公变","绿",80.4948,0]
[2020,"承德供电公司","滦平县供电公司","长山峪镇供电所","长山峪镇","二营村","1606241805016400","10kV三靳514线路二营西公变","绿",21.5111,0]
[2021,"承德供电公司","滦平县供电公司","长山峪镇供电所","长山峪镇","二道营村","1502796843","10kV三靳514线路二营公变","绿",140.3309,0]
[2022,"承德供电公司","滦平县供电公司","长山峪镇供电所","长山峪镇","二道营村","1503454805","10kV三靳514线路二营东公变","绿",194.5761,0]
[2023,"承德供电公司","滦平县供电公司","长山峪镇供电所","长山峪镇","长山峪村","1503396643","10kV三靳514线路东福铁营公变","绿",58.6332,0]
[2024,"承德供电公司","滦平县供电公司","长山峪镇供电所","长山峪镇","安子岭村","1502796969","10kV三靳514线路东沟门公变","绿",32.85,0]
[2025,"承德供电公司","滦平县供电公司","长山峪镇供电所","长山峪镇","安子岭村","1502796832","10kV三靳514线路下铺二公变","绿",23.5204,0]
[2026,"承德供电公司","滦平县供电公司","长山峪镇供电所","长山峪镇","安子岭村","1502796865","10kV三靳514线路下铺一公变","绿",59.7764,0]
[2027,"承德供电公司","滦平县供电公司","长山峪镇供电所","长山峪镇","安子岭村","1503396640","10kV三靳514线路下铺一东公变","绿",43.37,0]
[2028,"承德供电公司","滦平县供电公司","长山峪镇供电所","长山峪镇","三道梁村","1503454806","10kV三靳514线路三道梁西公变","绿",146.6423,0]
[2029,"承德供电公司","滦平县供电公司","长山峪镇供电所","长山峪镇","三道梁村","1606241805015774","10kV三靳514线路三道梁市场公变","绿",101.5489,0]
[2030,"承德供电公司","滦平县供电公司","长山峪镇供电所","长山峪镇","三道梁村","1610241305001434","10kV三靳514线路三道梁南沟门桥头公变","绿",160,0]
[2031,"承德供电公司","滦平县供电公司","长山峪镇供电所","长山峪镇","三道梁村","1502796989","10kV三靳514线路三道梁南沟门公变","绿",81.12,0]
[2032,"承德供电公司","滦平县供电公司","长山峪镇供电所","长山峪镇","三道梁村","1502796935","10kV三靳514线路三道梁南沟公变","绿",16.0059,0]
[2033,"承德供电公司","滦平县供电公司","长山峪镇供电所","长山峪镇","三道梁村","1502796862","10kV三靳514线路三道梁公变","绿",215.8545,0]
[2034,"承德供电公司","滦平县供电公司","长山峪镇供电所","长山峪镇","三道梁村","1502984244","10kV三靳514线路三道梁二公变","绿",320,0]
[2035,"承德供电公司","滦平县供电公司","长山峪镇供电所","长山峪镇","三道营村","1503454804","10kV三靳514线路三营西公变","绿",224.1702,0]
[2036,"承德供电公司","滦平县供电公司","长山峪镇供电所","长山峪镇","三道营村","1502796819","10kV三靳514线路三营公变","绿",124.5986,0]
[2037,"承德供电公司","滦平县供电公司","长山峪镇供电所","长山峪镇","三道营村","1503396644","10kV三靳514线路三营东公变","绿",156.9541,0]
[2038,"承德供电公司","滦平县供电公司","长山峪镇供电所","长山峪镇","长山峪村","1610241405005206","10kV三宋512线路东福广场公变","绿",163.05,0]
[2039,"承德供电公司","滦平县供电公司","金沟屯镇供电所","金沟屯镇","西村","1610242405029955","10KV金金512线路西村3公变台区","红",0,0]
[2040,"承德供电公司","滦平县供电公司","金沟屯镇供电所","金沟屯镇","上营村","1610242405029959","10KV金金512线路西七队3公变台区","红",0,0]
[2041,"承德供电公司","滦平县供电公司","金沟屯镇供电所","金沟屯镇","东村","1610242405028746","10KV金金512线路小苇沟2公变台区","红",0,0]
[2042,"承德供电公司","滦平县供电公司","金沟屯镇供电所","金沟屯镇","东村","1610242405026829","10KV金金512线路东村4公变台区","红",0,0]
[2043,"承德供电公司","滦平县供电公司","金沟屯镇供电所","金沟屯镇","滦河沿","1606241305020837","10KV金西517线路滦河沿中心2公变","绿",199.6371,0]
[2044,"承德供电公司","滦平县供电公司","金沟屯镇供电所","金沟屯镇","三道湾村","0503682278","10KV金西517杨树沟里新增公变","绿",0.0644,0]
[2045,"承德供电公司","滦平县供电公司","安纯沟门镇供电所","安纯沟门镇","五道河村","1609231905126160","10KV虎大511线路五道河东沟公变","红",0,0]
[2046,"承德供电公司","滦平县供电公司","张百湾镇供电所","张百湾镇","下南沟村","1611252105018505","10KV张吴513线路下南沟里公变","绿",80,0]
[2047,"承德供电公司","滦平县供电公司","巴克什营镇供电所","巴克什营镇","巴克什营村","1606241205023603","10KV巴营513线路高家公变","绿",179.3336,0]
[2048,"承德供电公司","滦平县供电公司","巴克什营镇供电所","两间房镇","大石门村","1503396703","10KV巴色516线路大石棚西山公变","绿",86.3958,0]
[2049,"承德供电公司","滦平县供电公司","巴克什营镇供电所","巴克什营镇","花楼沟村","1503400681","10KV巴两516线路小秃山公变","绿",23.2833,0]
[2050,"承德供电公司","滦平县供电公司","长山峪镇供电所","长山峪镇","三道梁村","1612251905026189","10KV三靳514线路三道梁粮站公变","绿",252,0]
[2051,"承德供电公司","滦平县供电公司","付营子镇供电所","付营子镇","凡西营村",1503395029,"10kV付陈512线路东宫庙公变","绿",31.2425,0]
[2052,"承德供电公司","滦平县供电公司","付营子镇供电所","付营子镇","肖店村",1502644922,"10kV付红515线路槟榔沟公变","绿",85.4952,0]